## List (hidden)
Severity Index <3 Char> (SIU / SC1 / SC2 / SC3 / SC4 / SC5) | Meter Type <25 Char> (CONTINUOUS / GAUGE / CHARACTERISTIC) | Reading Type <10 Char> (ACTUAL / DELTA)
SIU | CONTINUOUS | ACTUAL
SC1 | GAUGE | DELTA
SC2 | CHARACTERISTIC
SC3
SC4
SC5
Note on E1: Mandatory, when meter type is continuous.

## Meter Details
Meter Name <30 Char> | Meter Description <100 Char> | Meter Type <25 Char> (CONTINUOUS / GAUGE / CHARACTERISTIC) | Reading Type <10 Char> (ACTUAL / DELTA) | Domain for Characteristic Meter <18 Char> | Measurement Unit <8 Char>
Existing data | Existing data | Existing data | Existing data | N/A | Existing data
Note on D1: Mandatory, when meter type is continuous.
Note on E1: Mandatory, when meter type is characteristic. Fill the list of values in tab 'Domain'.

## Domain for Characteristic Meter
Domain Name <18 Char> | Domain Description <100 Char> | Domain Value | Domain Value Description <100 Char>
N/A | N/A | N/A | N/A
Note on A1: Only fill this table if there is a need for domain from sheet 'Meter Details'

## Meter Group
Meter Group <19 Char> | Description <100 Char> | Meter Name <30 Char>
Existing data, but nil. | Existing data, but nil. | Existing data, but nil.

## Failure Class
Failure Class <30 Char> | Failure Class Description <100 Char> | Problem Code <30 char> | Problem Description <100 Char> | Severity Index <3 char> (SCU, SC1, SC2, SC3, SC4, SC5)
Existing data | Existing data | Existing data | Existing data | Sbst populate.
NEL1902

## Failure Class Details
Failure Class <30 Char> | Failure Class Description <100 Char> | Problem Code <30 char> | Problem Description <100 Char> | Cause Code <30 char> | Cause Description <100 Char> | Remedy Code <30 char> | Remedy Description <100 Char>
FPS/RSH | SECURITY SHUTTER FAILURE | FPS/RSH/P/010 | TIMER | FPS/RSH/C/017 | OUT OF SETTING | FPS/RSH/R/003 | READJUST
FPS/RSH | SECURITY SHUTTER FAILURE | FPS/RSH/P/010 | TIMER | FPS/RSH/C/017 | OUT OF SETTING | FPS/RSH/R/006 | RESET
FPS/RSH | SECURITY SHUTTER FAILURE | FPS/RSH/P/010 | TIMER | FPS/RSH/C/003 | FAULTY | FPS/RSH/R/005 | REPLACE
FPS/RSH | SECURITY SHUTTER FAILURE | FPS/RSH/P/008 | SPIRAL CABLE | FPS/RSH/C/021 | WEAR AND TEAR | FPS/RSH/R/005 | REPLACE
FPS/RSH | SECURITY SHUTTER FAILURE | FPS/RSH/P/008 | SPIRAL CABLE | FPS/RSH/C/002 | DAMAGE | FPS/RSH/R/005 | REPLACE
FPS/RSH | SECURITY SHUTTER FAILURE | FPS/RSH/P/008 | SPIRAL CABLE | FPS/RSH/C/011 | LOOSE CONNECTION | FPS/RSH/R/007 | TIGHTEN
FPS/RSH | SECURITY SHUTTER FAILURE | FPS/RSH/P/008 | SPIRAL CABLE | FPS/RSH/C/018 | OVERSTRETCH | FPS/RSH/R/003 | READJUST
FPS/RSH | SECURITY SHUTTER FAILURE | FPS/RSH/P/002 | GWS INDICATION | FPS/RSH/C/022 | WRONG CONNECTION | FPS/RSH/R/004 | RECONNECT
FPS/RSH | SECURITY SHUTTER FAILURE | FPS/RSH/P/002 | GWS INDICATION | FPS/RSH/C/011 | LOOSE CONNECTION | FPS/RSH/R/007 | TIGHTEN
FPS/RSH | SECURITY SHUTTER FAILURE | FPS/RSH/P/002 | GWS INDICATION | FPS/RSH/C/007 | LIMIT SWITCH FAULTY | FPS/RSH/R/005 | REPLACE
FPS/RSH | SECURITY SHUTTER FAILURE | FPS/RSH/P/002 | GWS INDICATION | FPS/RSH/C/009 | LIMIT SWITCH OUT OF SETTING | FPS/RSH/R/003 | READJUST
FPS/RSH | SECURITY SHUTTER FAILURE | FPS/RSH/P/002 | GWS INDICATION | FPS/RSH/C/008 | LIMIT SWITCH JAM | FPS/RSH/R/001 | CLEAN
FPS/RSH | SECURITY SHUTTER FAILURE | FPS/RSH/P/002 | GWS INDICATION | FPS/RSH/C/020 | RELAY FAULTY | FPS/RSH/R/005 | REPLACE
FPS/RSH | SECURITY SHUTTER FAILURE | FPS/RSH/P/002 | GWS INDICATION | FPS/RSH/C/015 | NON-EQUIPMENT FAULT | FPS/RSH/R/002 | NON-EQUIPMENT FAULT
FPS/RSH | SECURITY SHUTTER FAILURE | FPS/RSH/P/011 | TRIP STATUS | FPS/RSH/C/014 | MOTOR FAULTY | FPS/RSH/R/005 | REPLACE
FPS/RSH | SECURITY SHUTTER FAILURE | FPS/RSH/P/011 | TRIP STATUS | FPS/RSH/C/005 | INCOMING SUPPLY | FPS/RSH/R/002 | NON-EQUIPMENT FAULT
FPS/RSH | SECURITY SHUTTER FAILURE | FPS/RSH/P/011 | TRIP STATUS | FPS/RSH/C/011 | LOOSE CONNECTION | FPS/RSH/R/007 | TIGHTEN
FPS/RSH | SECURITY SHUTTER FAILURE | FPS/RSH/P/011 | TRIP STATUS | FPS/RSH/C/019 | POWER SUPPLY UNIT FAULTY | FPS/RSH/R/005 | REPLACE
FPS/RSH | SECURITY SHUTTER FAILURE | FPS/RSH/P/009 | SWITCH COVER | FPS/RSH/C/021 | WEAR AND TEAR | FPS/RSH/R/005 | REPLACE
FPS/RSH | SECURITY SHUTTER FAILURE | FPS/RSH/P/009 | SWITCH COVER | FPS/RSH/C/002 | DAMAGE | FPS/RSH/R/005 | REPLACE
FPS/RSH | SECURITY SHUTTER FAILURE | FPS/RSH/P/009 | SWITCH COVER | FPS/RSH/C/013 | MISSING | FPS/RSH/R/005 | REPLACE
FPS/RSH | SECURITY SHUTTER FAILURE | FPS/RSH/P/009 | SWITCH COVER | FPS/RSH/C/010 | LOOSE | FPS/RSH/R/007 | TIGHTEN
FPS/RSH | SECURITY SHUTTER FAILURE | FPS/RSH/P/005 | KEYLOCK | FPS/RSH/C/006 | JAM | FPS/RSH/R/005 | REPLACE
FPS/RSH | SECURITY SHUTTER FAILURE | FPS/RSH/P/005 | KEYLOCK | FPS/RSH/C/006 | JAM | FPS/RSH/R/003 | READJUST
FPS/RSH | SECURITY SHUTTER FAILURE | FPS/RSH/P/005 | KEYLOCK | FPS/RSH/C/010 | LOOSE | FPS/RSH/R/007 | TIGHTEN
FPS/RSH | SECURITY SHUTTER FAILURE | FPS/RSH/P/003 | JAM | FPS/RSH/C/016 | OBSTRUCTION | FPS/RSH/R/002 | NON-EQUIPMENT FAULT
FPS/RSH | SECURITY SHUTTER FAILURE | FPS/RSH/P/003 | JAM | FPS/RSH/C/022 | WRONG CONNECTION | FPS/RSH/R/004 | RECONNECT
FPS/RSH | SECURITY SHUTTER FAILURE | FPS/RSH/P/003 | JAM | FPS/RSH/C/011 | LOOSE CONNECTION | FPS/RSH/R/007 | TIGHTEN
FPS/RSH | SECURITY SHUTTER FAILURE | FPS/RSH/P/003 | JAM | FPS/RSH/C/007 | LIMIT SWITCH FAULTY | FPS/RSH/R/005 | REPLACE
FPS/RSH | SECURITY SHUTTER FAILURE | FPS/RSH/P/003 | JAM | FPS/RSH/C/009 | LIMIT SWITCH OUT OF SETTING | FPS/RSH/R/003 | READJUST
FPS/RSH | SECURITY SHUTTER FAILURE | FPS/RSH/P/003 | JAM | FPS/RSH/C/008 | LIMIT SWITCH JAM | FPS/RSH/R/001 | CLEAN
FPS/RSH | SECURITY SHUTTER FAILURE | FPS/RSH/P/003 | JAM | FPS/RSH/C/020 | RELAY FAULTY | FPS/RSH/R/005 | REPLACE
FPS/RSH | SECURITY SHUTTER FAILURE | FPS/RSH/P/003 | JAM | FPS/RSH/C/012 | MISALIGN | FPS/RSH/R/003 | READJUST
FPS/RSH | SECURITY SHUTTER FAILURE | FPS/RSH/P/003 | JAM | FPS/RSH/C/014 | MOTOR FAULTY | FPS/RSH/R/005 | REPLACE
FPS/RSH | SECURITY SHUTTER FAILURE | FPS/RSH/P/007 | SAFETY EDGE | FPS/RSH/C/011 | LOOSE CONNECTION | FPS/RSH/R/007 | TIGHTEN
FPS/RSH | SECURITY SHUTTER FAILURE | FPS/RSH/P/007 | SAFETY EDGE | FPS/RSH/C/021 | WEAR AND TEAR | FPS/RSH/R/005 | REPLACE
FPS/RSH | SECURITY SHUTTER FAILURE | FPS/RSH/P/007 | SAFETY EDGE | FPS/RSH/C/012 | MISALIGN | FPS/RSH/R/003 | READJUST
FPS/RSH | SECURITY SHUTTER FAILURE | FPS/RSH/P/007 | SAFETY EDGE | FPS/RSH/C/012 | MISALIGN | FPS/RSH/R/002 | NON-EQUIPMENT FAULT
FPS/RSH | SECURITY SHUTTER FAILURE | FPS/RSH/P/013 | UNABLE TO OPERATE | FPS/RSH/C/022 | WRONG CONNECTION | FPS/RSH/R/004 | RECONNECT
FPS/RSH | SECURITY SHUTTER FAILURE | FPS/RSH/P/013 | UNABLE TO OPERATE | FPS/RSH/C/011 | LOOSE CONNECTION | FPS/RSH/R/007 | TIGHTEN
FPS/RSH | SECURITY SHUTTER FAILURE | FPS/RSH/P/013 | UNABLE TO OPERATE | FPS/RSH/C/007 | LIMIT SWITCH FAULTY | FPS/RSH/R/005 | REPLACE
FPS/RSH | SECURITY SHUTTER FAILURE | FPS/RSH/P/013 | UNABLE TO OPERATE | FPS/RSH/C/009 | LIMIT SWITCH OUT OF SETTING | FPS/RSH/R/003 | READJUST
FPS/RSH | SECURITY SHUTTER FAILURE | FPS/RSH/P/013 | UNABLE TO OPERATE | FPS/RSH/C/008 | LIMIT SWITCH JAM | FPS/RSH/R/001 | CLEAN
FPS/RSH | SECURITY SHUTTER FAILURE | FPS/RSH/P/013 | UNABLE TO OPERATE | FPS/RSH/C/020 | RELAY FAULTY | FPS/RSH/R/005 | REPLACE
FPS/RSH | SECURITY SHUTTER FAILURE | FPS/RSH/P/013 | UNABLE TO OPERATE | FPS/RSH/C/012 | MISALIGN | FPS/RSH/R/003 | READJUST
FPS/RSH | SECURITY SHUTTER FAILURE | FPS/RSH/P/013 | UNABLE TO OPERATE | FPS/RSH/C/014 | MOTOR FAULTY | FPS/RSH/R/005 | REPLACE
FPS/RSH | SECURITY SHUTTER FAILURE | FPS/RSH/P/012 | UNABLE TO OPEN/CLOSE FULLY | FPS/RSH/C/007 | LIMIT SWITCH FAULTY | FPS/RSH/R/005 | REPLACE
FPS/RSH | SECURITY SHUTTER FAILURE | FPS/RSH/P/012 | UNABLE TO OPEN/CLOSE FULLY | FPS/RSH/C/011 | LOOSE CONNECTION | FPS/RSH/R/007 | TIGHTEN
FPS/RSH | SECURITY SHUTTER FAILURE | FPS/RSH/P/012 | UNABLE TO OPEN/CLOSE FULLY | FPS/RSH/C/009 | LIMIT SWITCH OUT OF SETTING | FPS/RSH/R/003 | READJUST
FPS/RSH | SECURITY SHUTTER FAILURE | FPS/RSH/P/012 | UNABLE TO OPEN/CLOSE FULLY | FPS/RSH/C/008 | LIMIT SWITCH JAM | FPS/RSH/R/001 | CLEAN
FPS/RSH | SECURITY SHUTTER FAILURE | FPS/RSH/P/012 | UNABLE TO OPEN/CLOSE FULLY | FPS/RSH/C/020 | RELAY FAULTY | FPS/RSH/R/005 | REPLACE
FPS/RSH | SECURITY SHUTTER FAILURE | FPS/RSH/P/012 | UNABLE TO OPEN/CLOSE FULLY | FPS/RSH/C/012 | MISALIGN | FPS/RSH/R/003 | READJUST
FPS/RSH | SECURITY SHUTTER FAILURE | FPS/RSH/P/001 | FIRE SHUTTER ACTIVATE | FPS/RSH/C/022 | WRONG CONNECTION | FPS/RSH/R/004 | RECONNECT
FPS/RSH | SECURITY SHUTTER FAILURE | FPS/RSH/P/001 | FIRE SHUTTER ACTIVATE | FPS/RSH/C/011 | LOOSE CONNECTION | FPS/RSH/R/007 | TIGHTEN
FPS/RSH | SECURITY SHUTTER FAILURE | FPS/RSH/P/001 | FIRE SHUTTER ACTIVATE | FPS/RSH/C/007 | LIMIT SWITCH FAULTY | FPS/RSH/R/005 | REPLACE
FPS/RSH | SECURITY SHUTTER FAILURE | FPS/RSH/P/001 | FIRE SHUTTER ACTIVATE | FPS/RSH/C/009 | LIMIT SWITCH OUT OF SETTING | FPS/RSH/R/003 | READJUST
FPS/RSH | SECURITY SHUTTER FAILURE | FPS/RSH/P/001 | FIRE SHUTTER ACTIVATE | FPS/RSH/C/008 | LIMIT SWITCH JAM | FPS/RSH/R/001 | CLEAN
FPS/RSH | SECURITY SHUTTER FAILURE | FPS/RSH/P/001 | FIRE SHUTTER ACTIVATE | FPS/RSH/C/020 | RELAY FAULTY | FPS/RSH/R/005 | REPLACE
FPS/RSH | SECURITY SHUTTER FAILURE | FPS/RSH/P/001 | FIRE SHUTTER ACTIVATE | FPS/RSH/C/014 | MOTOR FAULTY | FPS/RSH/R/005 | REPLACE
FPS/RSH | SECURITY SHUTTER FAILURE | FPS/RSH/P/001 | FIRE SHUTTER ACTIVATE | FPS/RSH/C/001 | BY FIRE ALARM SYSTEM | FPS/RSH/R/002 | NON-EQUIPMENT FAULT
FPS/RSH | SECURITY SHUTTER FAILURE | FPS/RSH/P/004 | JERKING WHEN IN OPERATION | FPS/RSH/C/021 | WEAR AND TEAR | FPS/RSH/R/005 | REPLACE
FPS/RSH | SECURITY SHUTTER FAILURE | FPS/RSH/P/004 | JERKING WHEN IN OPERATION | FPS/RSH/C/004 | GUIDERAIL | FPS/RSH/R/003 | READJUST
FPS/RSH | SECURITY SHUTTER FAILURE | FPS/RSH/P/006 | PUSH BUTTON | FPS/RSH/C/002 | DAMAGE | FPS/RSH/R/005 | REPLACE
FPS/FRS | FIRE ROLLER SHUTTER FAILURE | FPS/FRS/P/010 | TIMER | FPS/FRS/C/017 | OUT OF SETTING | FPS/FRS/R/003 | READJUST
FPS/FRS | FIRE ROLLER SHUTTER FAILURE | FPS/FRS/P/010 | TIMER | FPS/FRS/C/017 | OUT OF SETTING | FPS/FRS/R/006 | RESET
FPS/FRS | FIRE ROLLER SHUTTER FAILURE | FPS/FRS/P/010 | TIMER | FPS/FRS/C/003 | FAULTY | FPS/FRS/R/005 | REPLACE
FPS/FRS | FIRE ROLLER SHUTTER FAILURE | FPS/FRS/P/008 | SPIRAL CABLE | FPS/FRS/C/021 | WEAR AND TEAR | FPS/FRS/R/005 | REPLACE
FPS/FRS | FIRE ROLLER SHUTTER FAILURE | FPS/FRS/P/008 | SPIRAL CABLE | FPS/FRS/C/002 | DAMAGE | FPS/FRS/R/005 | REPLACE
FPS/FRS | FIRE ROLLER SHUTTER FAILURE | FPS/FRS/P/008 | SPIRAL CABLE | FPS/FRS/C/011 | LOOSE CONNECTION | FPS/FRS/R/007 | TIGHTEN
FPS/FRS | FIRE ROLLER SHUTTER FAILURE | FPS/FRS/P/008 | SPIRAL CABLE | FPS/FRS/C/018 | OVERSTRETCH | FPS/FRS/R/003 | READJUST
FPS/FRS | FIRE ROLLER SHUTTER FAILURE | FPS/FRS/P/002 | GWS INDICATION | FPS/FRS/C/022 | WRONG CONNECTION | FPS/FRS/R/004 | RECONNECT
FPS/FRS | FIRE ROLLER SHUTTER FAILURE | FPS/FRS/P/002 | GWS INDICATION | FPS/FRS/C/011 | LOOSE CONNECTION | FPS/FRS/R/007 | TIGHTEN
FPS/FRS | FIRE ROLLER SHUTTER FAILURE | FPS/FRS/P/002 | GWS INDICATION | FPS/FRS/C/007 | LIMIT SWITCH FAULTY | FPS/FRS/R/005 | REPLACE
FPS/FRS | FIRE ROLLER SHUTTER FAILURE | FPS/FRS/P/002 | GWS INDICATION | FPS/FRS/C/009 | LIMIT SWITCH OUT OF SETTING | FPS/FRS/R/003 | READJUST
FPS/FRS | FIRE ROLLER SHUTTER FAILURE | FPS/FRS/P/002 | GWS INDICATION | FPS/FRS/C/008 | LIMIT SWITCH JAM | FPS/FRS/R/001 | CLEAN
FPS/FRS | FIRE ROLLER SHUTTER FAILURE | FPS/FRS/P/002 | GWS INDICATION | FPS/FRS/C/020 | RELAY FAULTY | FPS/FRS/R/005 | REPLACE
FPS/FRS | FIRE ROLLER SHUTTER FAILURE | FPS/FRS/P/002 | GWS INDICATION | FPS/FRS/C/015 | NON-EQUIPMENT FAULT | FPS/FRS/R/002 | NON-EQUIPMENT FAULT
FPS/FRS | FIRE ROLLER SHUTTER FAILURE | FPS/FRS/P/011 | TRIP STATUS | FPS/FRS/C/014 | MOTOR FAULTY | FPS/FRS/R/005 | REPLACE
FPS/FRS | FIRE ROLLER SHUTTER FAILURE | FPS/FRS/P/011 | TRIP STATUS | FPS/FRS/C/005 | INCOMING SUPPLY | FPS/FRS/R/002 | NON-EQUIPMENT FAULT
FPS/FRS | FIRE ROLLER SHUTTER FAILURE | FPS/FRS/P/011 | TRIP STATUS | FPS/FRS/C/011 | LOOSE CONNECTION | FPS/FRS/R/007 | TIGHTEN
FPS/FRS | FIRE ROLLER SHUTTER FAILURE | FPS/FRS/P/011 | TRIP STATUS | FPS/FRS/C/019 | POWER SUPPLY UNIT FAULTY | FPS/FRS/R/005 | REPLACE
FPS/FRS | FIRE ROLLER SHUTTER FAILURE | FPS/FRS/P/009 | SWITCH COVER | FPS/FRS/C/021 | WEAR AND TEAR | FPS/FRS/R/005 | REPLACE
FPS/FRS | FIRE ROLLER SHUTTER FAILURE | FPS/FRS/P/009 | SWITCH COVER | FPS/FRS/C/002 | DAMAGE | FPS/FRS/R/005 | REPLACE
FPS/FRS | FIRE ROLLER SHUTTER FAILURE | FPS/FRS/P/009 | SWITCH COVER | FPS/FRS/C/013 | MISSING | FPS/FRS/R/005 | REPLACE
FPS/FRS | FIRE ROLLER SHUTTER FAILURE | FPS/FRS/P/009 | SWITCH COVER | FPS/FRS/C/010 | LOOSE | FPS/FRS/R/007 | TIGHTEN
FPS/FRS | FIRE ROLLER SHUTTER FAILURE | FPS/FRS/P/005 | KEYLOCK | FPS/FRS/C/006 | JAM | FPS/FRS/R/005 | REPLACE
FPS/FRS | FIRE ROLLER SHUTTER FAILURE | FPS/FRS/P/005 | KEYLOCK | FPS/FRS/C/006 | JAM | FPS/FRS/R/003 | READJUST
FPS/FRS | FIRE ROLLER SHUTTER FAILURE | FPS/FRS/P/005 | KEYLOCK | FPS/FRS/C/010 | LOOSE | FPS/FRS/R/007 | TIGHTEN
FPS/FRS | FIRE ROLLER SHUTTER FAILURE | FPS/FRS/P/003 | JAM | FPS/FRS/C/016 | OBSTRUCTION | FPS/FRS/R/002 | NON-EQUIPMENT FAULT
FPS/FRS | FIRE ROLLER SHUTTER FAILURE | FPS/FRS/P/003 | JAM | FPS/FRS/C/022 | WRONG CONNECTION | FPS/FRS/R/004 | RECONNECT
FPS/FRS | FIRE ROLLER SHUTTER FAILURE | FPS/FRS/P/003 | JAM | FPS/FRS/C/011 | LOOSE CONNECTION | FPS/FRS/R/007 | TIGHTEN
FPS/FRS | FIRE ROLLER SHUTTER FAILURE | FPS/FRS/P/003 | JAM | FPS/FRS/C/007 | LIMIT SWITCH FAULTY | FPS/FRS/R/005 | REPLACE
FPS/FRS | FIRE ROLLER SHUTTER FAILURE | FPS/FRS/P/003 | JAM | FPS/FRS/C/009 | LIMIT SWITCH OUT OF SETTING | FPS/FRS/R/003 | READJUST
FPS/FRS | FIRE ROLLER SHUTTER FAILURE | FPS/FRS/P/003 | JAM | FPS/FRS/C/008 | LIMIT SWITCH JAM | FPS/FRS/R/001 | CLEAN
FPS/FRS | FIRE ROLLER SHUTTER FAILURE | FPS/FRS/P/003 | JAM | FPS/FRS/C/020 | RELAY FAULTY | FPS/FRS/R/005 | REPLACE
FPS/FRS | FIRE ROLLER SHUTTER FAILURE | FPS/FRS/P/003 | JAM | FPS/FRS/C/012 | MISALIGN | FPS/FRS/R/003 | READJUST
FPS/FRS | FIRE ROLLER SHUTTER FAILURE | FPS/FRS/P/003 | JAM | FPS/FRS/C/014 | MOTOR FAULTY | FPS/FRS/R/005 | REPLACE
FPS/FRS | FIRE ROLLER SHUTTER FAILURE | FPS/FRS/P/007 | SAFETY EDGE | FPS/FRS/C/011 | LOOSE CONNECTION | FPS/FRS/R/007 | TIGHTEN
FPS/FRS | FIRE ROLLER SHUTTER FAILURE | FPS/FRS/P/007 | SAFETY EDGE | FPS/FRS/C/021 | WEAR AND TEAR | FPS/FRS/R/005 | REPLACE
FPS/FRS | FIRE ROLLER SHUTTER FAILURE | FPS/FRS/P/007 | SAFETY EDGE | FPS/FRS/C/012 | MISALIGN | FPS/FRS/R/003 | READJUST
FPS/FRS | FIRE ROLLER SHUTTER FAILURE | FPS/FRS/P/007 | SAFETY EDGE | FPS/FRS/C/012 | MISALIGN | FPS/FRS/R/002 | NON-EQUIPMENT FAULT
FPS/FRS | FIRE ROLLER SHUTTER FAILURE | FPS/FRS/P/013 | UNABLE TO OPERATE | FPS/FRS/C/022 | WRONG CONNECTION | FPS/FRS/R/004 | RECONNECT
FPS/FRS | FIRE ROLLER SHUTTER FAILURE | FPS/FRS/P/013 | UNABLE TO OPERATE | FPS/FRS/C/011 | LOOSE CONNECTION | FPS/FRS/R/007 | TIGHTEN
FPS/FRS | FIRE ROLLER SHUTTER FAILURE | FPS/FRS/P/013 | UNABLE TO OPERATE | FPS/FRS/C/007 | LIMIT SWITCH FAULTY | FPS/FRS/R/005 | REPLACE
FPS/FRS | FIRE ROLLER SHUTTER FAILURE | FPS/FRS/P/013 | UNABLE TO OPERATE | FPS/FRS/C/009 | LIMIT SWITCH OUT OF SETTING | FPS/FRS/R/003 | READJUST
FPS/FRS | FIRE ROLLER SHUTTER FAILURE | FPS/FRS/P/013 | UNABLE TO OPERATE | FPS/FRS/C/008 | LIMIT SWITCH JAM | FPS/FRS/R/001 | CLEAN
FPS/FRS | FIRE ROLLER SHUTTER FAILURE | FPS/FRS/P/013 | UNABLE TO OPERATE | FPS/FRS/C/020 | RELAY FAULTY | FPS/FRS/R/005 | REPLACE
FPS/FRS | FIRE ROLLER SHUTTER FAILURE | FPS/FRS/P/013 | UNABLE TO OPERATE | FPS/FRS/C/012 | MISALIGN | FPS/FRS/R/003 | READJUST
FPS/FRS | FIRE ROLLER SHUTTER FAILURE | FPS/FRS/P/013 | UNABLE TO OPERATE | FPS/FRS/C/014 | MOTOR FAULTY | FPS/FRS/R/005 | REPLACE
FPS/FRS | FIRE ROLLER SHUTTER FAILURE | FPS/FRS/P/012 | UNABLE TO OPEN/CLOSE FULLY | FPS/FRS/C/007 | LIMIT SWITCH FAULTY | FPS/FRS/R/005 | REPLACE
FPS/FRS | FIRE ROLLER SHUTTER FAILURE | FPS/FRS/P/012 | UNABLE TO OPEN/CLOSE FULLY | FPS/FRS/C/011 | LOOSE CONNECTION | FPS/FRS/R/007 | TIGHTEN
FPS/FRS | FIRE ROLLER SHUTTER FAILURE | FPS/FRS/P/012 | UNABLE TO OPEN/CLOSE FULLY | FPS/FRS/C/009 | LIMIT SWITCH OUT OF SETTING | FPS/FRS/R/003 | READJUST
FPS/FRS | FIRE ROLLER SHUTTER FAILURE | FPS/FRS/P/012 | UNABLE TO OPEN/CLOSE FULLY | FPS/FRS/C/008 | LIMIT SWITCH JAM | FPS/FRS/R/001 | CLEAN
FPS/FRS | FIRE ROLLER SHUTTER FAILURE | FPS/FRS/P/012 | UNABLE TO OPEN/CLOSE FULLY | FPS/FRS/C/020 | RELAY FAULTY | FPS/FRS/R/005 | REPLACE
FPS/FRS | FIRE ROLLER SHUTTER FAILURE | FPS/FRS/P/012 | UNABLE TO OPEN/CLOSE FULLY | FPS/FRS/C/012 | MISALIGN | FPS/FRS/R/003 | READJUST
FPS/FRS | FIRE ROLLER SHUTTER FAILURE | FPS/FRS/P/001 | FIRE SHUTTER ACTIVATE | FPS/FRS/C/022 | WRONG CONNECTION | FPS/FRS/R/004 | RECONNECT
FPS/FRS | FIRE ROLLER SHUTTER FAILURE | FPS/FRS/P/001 | FIRE SHUTTER ACTIVATE | FPS/FRS/C/011 | LOOSE CONNECTION | FPS/FRS/R/007 | TIGHTEN
FPS/FRS | FIRE ROLLER SHUTTER FAILURE | FPS/FRS/P/001 | FIRE SHUTTER ACTIVATE | FPS/FRS/C/007 | LIMIT SWITCH FAULTY | FPS/FRS/R/005 | REPLACE
FPS/FRS | FIRE ROLLER SHUTTER FAILURE | FPS/FRS/P/001 | FIRE SHUTTER ACTIVATE | FPS/FRS/C/009 | LIMIT SWITCH OUT OF SETTING | FPS/FRS/R/003 | READJUST
FPS/FRS | FIRE ROLLER SHUTTER FAILURE | FPS/FRS/P/001 | FIRE SHUTTER ACTIVATE | FPS/FRS/C/008 | LIMIT SWITCH JAM | FPS/FRS/R/001 | CLEAN
FPS/FRS | FIRE ROLLER SHUTTER FAILURE | FPS/FRS/P/001 | FIRE SHUTTER ACTIVATE | FPS/FRS/C/020 | RELAY FAULTY | FPS/FRS/R/005 | REPLACE
FPS/FRS | FIRE ROLLER SHUTTER FAILURE | FPS/FRS/P/001 | FIRE SHUTTER ACTIVATE | FPS/FRS/C/014 | MOTOR FAULTY | FPS/FRS/R/005 | REPLACE
FPS/FRS | FIRE ROLLER SHUTTER FAILURE | FPS/FRS/P/001 | FIRE SHUTTER ACTIVATE | FPS/FRS/C/001 | BY FIRE ALARM SYSTEM | FPS/FRS/R/002 | NON-EQUIPMENT FAULT
FPS/FRS | FIRE ROLLER SHUTTER FAILURE | FPS/FRS/P/004 | JERKING WHEN IN OPERATION | FPS/FRS/C/021 | WEAR AND TEAR | FPS/FRS/R/005 | REPLACE
FPS/FRS | FIRE ROLLER SHUTTER FAILURE | FPS/FRS/P/004 | JERKING WHEN IN OPERATION | FPS/FRS/C/004 | GUIDERAIL | FPS/FRS/R/003 | READJUST
FPS/FRS | FIRE ROLLER SHUTTER FAILURE | FPS/FRS/P/006 | PUSH BUTTON | FPS/FRS/C/002 | DAMAGE | FPS/FRS/R/005 | REPLACE
WHS/SMP | DRAINAGE SUMP PUMP SYSTEM FAILURE | WHS/SMP/P/001 | PORTABLE PUMP TRIP STATUS | WHS/SMP/C/007 | FLOAT SWITCH STUCK / ENTANGLED | WHS/SMP/R/006 | READJUST
WHS/SMP | DRAINAGE SUMP PUMP SYSTEM FAILURE | WHS/SMP/P/001 | PORTABLE PUMP TRIP STATUS | WHS/SMP/C/006 | FLOAT SWITCH FAULTY | WHS/SMP/R/009 | REPLACE
WHS/SMP | DRAINAGE SUMP PUMP SYSTEM FAILURE | WHS/SMP/P/001 | PORTABLE PUMP TRIP STATUS | WHS/SMP/C/018 | PUMP FAULTY | WHS/SMP/R/009 | REPLACE
WHS/SMP | DRAINAGE SUMP PUMP SYSTEM FAILURE | WHS/SMP/P/001 | PORTABLE PUMP TRIP STATUS | WHS/SMP/C/018 | PUMP FAULTY | WHS/SMP/R/008 | REPAIR
WHS/SMP | DRAINAGE SUMP PUMP SYSTEM FAILURE | WHS/SMP/P/001 | PORTABLE PUMP TRIP STATUS | WHS/SMP/C/020 | RELAY FAULTY | WHS/SMP/R/009 | REPLACE
WHS/SMP | DRAINAGE SUMP PUMP SYSTEM FAILURE | WHS/SMP/P/001 | PORTABLE PUMP TRIP STATUS | WHS/SMP/C/003 | ELECTRODE WATER SENSOR | WHS/SMP/R/009 | REPLACE
WHS/SMP | DRAINAGE SUMP PUMP SYSTEM FAILURE | WHS/SMP/P/001 | PORTABLE PUMP TRIP STATUS | WHS/SMP/C/003 | ELECTRODE WATER SENSOR | WHS/SMP/R/001 | CLEAN
WHS/SMP | DRAINAGE SUMP PUMP SYSTEM FAILURE | WHS/SMP/P/001 | PORTABLE PUMP TRIP STATUS | WHS/SMP/C/011 | LOOSE CONNECTION | WHS/SMP/R/012 | TIGHTEN
WHS/SMP | DRAINAGE SUMP PUMP SYSTEM FAILURE | WHS/SMP/P/001 | PORTABLE PUMP TRIP STATUS | WHS/SMP/C/021 | RESET AND MONITOR | WHS/SMP/R/011 | RESET
WHS/SMP | DRAINAGE SUMP PUMP SYSTEM FAILURE | WHS/SMP/P/001 | PORTABLE PUMP TRIP STATUS | WHS/SMP/C/010 | INCOMING SUPPLY | WHS/SMP/R/005 | NON-EQUIPMENT FAULT
WHS/SMP | DRAINAGE SUMP PUMP SYSTEM FAILURE | WHS/SMP/P/001 | PORTABLE PUMP TRIP STATUS | WHS/SMP/C/017 | PUMP CHOKE | WHS/SMP/R/003 | CLEAR CHOKE
WHS/SMP | DRAINAGE SUMP PUMP SYSTEM FAILURE | WHS/SMP/P/001 | PORTABLE PUMP TRIP STATUS | WHS/SMP/C/017 | PUMP CHOKE | WHS/SMP/R/002 | CLEAN TANK
WHS/SMP | DRAINAGE SUMP PUMP SYSTEM FAILURE | WHS/SMP/P/001 | PORTABLE PUMP TRIP STATUS | WHS/SMP/C/013 | PIPE CHOKE | WHS/SMP/R/003 | CLEAR CHOKE
WHS/SMP | DRAINAGE SUMP PUMP SYSTEM FAILURE | WHS/SMP/P/001 | PORTABLE PUMP TRIP STATUS | WHS/SMP/C/002 | CHECK VALVE FAULTY | WHS/SMP/R/009 | REPLACE
WHS/SMP | DRAINAGE SUMP PUMP SYSTEM FAILURE | WHS/SMP/P/001 | PORTABLE PUMP TRIP STATUS | WHS/SMP/C/002 | CHECK VALVE FAULTY | WHS/SMP/R/008 | REPAIR
WHS/SMP | DRAINAGE SUMP PUMP SYSTEM FAILURE | WHS/SMP/P/001 | PORTABLE PUMP TRIP STATUS | WHS/SMP/C/009 | GATE VALVE FAULTY | WHS/SMP/R/009 | REPLACE
WHS/SMP | DRAINAGE SUMP PUMP SYSTEM FAILURE | WHS/SMP/P/001 | PORTABLE PUMP TRIP STATUS | WHS/SMP/C/009 | GATE VALVE FAULTY | WHS/SMP/R/008 | REPAIR
WHS/SMP | DRAINAGE SUMP PUMP SYSTEM FAILURE | WHS/SMP/P/001 | PORTABLE PUMP TRIP STATUS | WHS/SMP/C/015 | PRESSURE SWITCH | WHS/SMP/R/006 | READJUST
WHS/SMP | DRAINAGE SUMP PUMP SYSTEM FAILURE | WHS/SMP/P/001 | PORTABLE PUMP TRIP STATUS | WHS/SMP/C/015 | PRESSURE SWITCH | WHS/SMP/R/009 | REPLACE
WHS/SMP | DRAINAGE SUMP PUMP SYSTEM FAILURE | WHS/SMP/P/001 | PORTABLE PUMP TRIP STATUS | WHS/SMP/C/005 | FLEXIBLE HOSE LOOSE CONNECTION | WHS/SMP/R/012 | TIGHTEN
WHS/SMP | DRAINAGE SUMP PUMP SYSTEM FAILURE | WHS/SMP/P/001 | PORTABLE PUMP TRIP STATUS | WHS/SMP/C/004 | FLEXIBLE HOSE DAMAGE | WHS/SMP/R/009 | REPLACE
WHS/SMP | DRAINAGE SUMP PUMP SYSTEM FAILURE | WHS/SMP/P/001 | PORTABLE PUMP TRIP STATUS | WHS/SMP/C/001 | AIRLOCK | WHS/SMP/R/007 | RELEASE AIRLOCK
WHS/SMP | DRAINAGE SUMP PUMP SYSTEM FAILURE | WHS/SMP/P/002 | PORTABLE PUMP UNABLE TO OPERATE | WHS/SMP/C/007 | FLOAT SWITCH STUCK / ENTANGLED | WHS/SMP/R/006 | READJUST
WHS/SMP | DRAINAGE SUMP PUMP SYSTEM FAILURE | WHS/SMP/P/002 | PORTABLE PUMP UNABLE TO OPERATE | WHS/SMP/C/006 | FLOAT SWITCH FAULTY | WHS/SMP/R/009 | REPLACE
WHS/SMP | DRAINAGE SUMP PUMP SYSTEM FAILURE | WHS/SMP/P/002 | PORTABLE PUMP UNABLE TO OPERATE | WHS/SMP/C/018 | PUMP FAULTY | WHS/SMP/R/009 | REPLACE
WHS/SMP | DRAINAGE SUMP PUMP SYSTEM FAILURE | WHS/SMP/P/002 | PORTABLE PUMP UNABLE TO OPERATE | WHS/SMP/C/018 | PUMP FAULTY | WHS/SMP/R/008 | REPAIR
WHS/SMP | DRAINAGE SUMP PUMP SYSTEM FAILURE | WHS/SMP/P/002 | PORTABLE PUMP UNABLE TO OPERATE | WHS/SMP/C/003 | ELECTRODE WATER SENSOR | WHS/SMP/R/009 | REPLACE
WHS/SMP | DRAINAGE SUMP PUMP SYSTEM FAILURE | WHS/SMP/P/002 | PORTABLE PUMP UNABLE TO OPERATE | WHS/SMP/C/003 | ELECTRODE WATER SENSOR | WHS/SMP/R/001 | CLEAN
WHS/SMP | DRAINAGE SUMP PUMP SYSTEM FAILURE | WHS/SMP/P/002 | PORTABLE PUMP UNABLE TO OPERATE | WHS/SMP/C/011 | LOOSE CONNECTION | WHS/SMP/R/012 | TIGHTEN
WHS/SMP | DRAINAGE SUMP PUMP SYSTEM FAILURE | WHS/SMP/P/002 | PORTABLE PUMP UNABLE TO OPERATE | WHS/SMP/C/021 | RESET AND MONITOR | WHS/SMP/R/011 | RESET
WHS/SMP | DRAINAGE SUMP PUMP SYSTEM FAILURE | WHS/SMP/P/002 | PORTABLE PUMP UNABLE TO OPERATE | WHS/SMP/C/010 | INCOMING SUPPLY | WHS/SMP/R/005 | NON-EQUIPMENT FAULT
WHS/SMP | DRAINAGE SUMP PUMP SYSTEM FAILURE | WHS/SMP/P/002 | PORTABLE PUMP UNABLE TO OPERATE | WHS/SMP/C/015 | PRESSURE SWITCH | WHS/SMP/R/006 | READJUST
WHS/SMP | DRAINAGE SUMP PUMP SYSTEM FAILURE | WHS/SMP/P/002 | PORTABLE PUMP UNABLE TO OPERATE | WHS/SMP/C/015 | PRESSURE SWITCH | WHS/SMP/R/009 | REPLACE
WHS/SMP | DRAINAGE SUMP PUMP SYSTEM FAILURE | WHS/SMP/P/002 | PORTABLE PUMP UNABLE TO OPERATE | WHS/SMP/C/022 | WATER LEVEL TOO LOW | WHS/SMP/R/005 | NON-EQUIPMENT FAULT
WHS/SMP | DRAINAGE SUMP PUMP SYSTEM FAILURE | WHS/SMP/P/002 | PORTABLE PUMP UNABLE TO OPERATE | WHS/SMP/C/022 | WATER LEVEL TOO LOW | WHS/SMP/R/013 | TOP UP WATER
WHS/SMP | DRAINAGE SUMP PUMP SYSTEM FAILURE | WHS/SMP/P/002 | PORTABLE PUMP UNABLE TO OPERATE | WHS/SMP/C/022 | WATER LEVEL TOO LOW | WHS/SMP/R/010 | REPLACE BALL FLOAT
WHS/SMP | DRAINAGE SUMP PUMP SYSTEM FAILURE | WHS/SMP/P/002 | PORTABLE PUMP UNABLE TO OPERATE | WHS/SMP/C/001 | AIRLOCK | WHS/SMP/R/007 | RELEASE AIRLOCK
WHS/SMP | DRAINAGE SUMP PUMP SYSTEM FAILURE | WHS/SMP/P/003 | PORTABLE PUMP WATER LEAKAGE | WHS/SMP/C/008 | GASKET | WHS/SMP/R/009 | REPLACE
WHS/SMP | DRAINAGE SUMP PUMP SYSTEM FAILURE | WHS/SMP/P/003 | PORTABLE PUMP WATER LEAKAGE | WHS/SMP/C/019 | PUMP LOOSE CONNECTION | WHS/SMP/R/012 | TIGHTEN
WHS/SMP | DRAINAGE SUMP PUMP SYSTEM FAILURE | WHS/SMP/P/003 | PORTABLE PUMP WATER LEAKAGE | WHS/SMP/C/014 | PIPE LOOSE CONNECTION | WHS/SMP/R/012 | TIGHTEN
WHS/SMP | DRAINAGE SUMP PUMP SYSTEM FAILURE | WHS/SMP/P/003 | PORTABLE PUMP WATER LEAKAGE | WHS/SMP/C/005 | FLEXIBLE HOSE LOOSE CONNECTION | WHS/SMP/R/012 | TIGHTEN
WHS/SMP | DRAINAGE SUMP PUMP SYSTEM FAILURE | WHS/SMP/P/003 | PORTABLE PUMP WATER LEAKAGE | WHS/SMP/C/004 | FLEXIBLE HOSE DAMAGE | WHS/SMP/R/009 | REPLACE
WHS/SMP | DRAINAGE SUMP PUMP SYSTEM FAILURE | WHS/SMP/P/004 | PORTABLE PUMP RUSTY | WHS/SMP/C/023 | WEAR AND TEAR | WHS/SMP/R/004 | DERUST & TOUCH UP PAINT
WHS/SMP | DRAINAGE SUMP PUMP SYSTEM FAILURE | WHS/SMP/P/009 | PORTABLE PUMP INSUFFICIENT PRESSURE | WHS/SMP/C/018 | PUMP FAULTY | WHS/SMP/R/009 | REPLACE
WHS/SMP | DRAINAGE SUMP PUMP SYSTEM FAILURE | WHS/SMP/P/009 | PORTABLE PUMP INSUFFICIENT PRESSURE | WHS/SMP/C/018 | PUMP FAULTY | WHS/SMP/R/008 | REPAIR
WHS/SMP | DRAINAGE SUMP PUMP SYSTEM FAILURE | WHS/SMP/P/009 | PORTABLE PUMP INSUFFICIENT PRESSURE | WHS/SMP/C/010 | INCOMING SUPPLY | WHS/SMP/R/005 | NON-EQUIPMENT FAULT
WHS/SEJ | SEWAGE EJECTOR PUMP & TANK SYSTEM FAILURE | WHS/SEJ/P/001 | SEWAGE EJECTOR PUMP TRIP STATUS | WHS/SEJ/C/007 | FLOAT SWITCH STUCK / ENTANGLED | WHS/SEJ/R/006 | READJUST
WHS/SEJ | SEWAGE EJECTOR PUMP & TANK SYSTEM FAILURE | WHS/SEJ/P/001 | SEWAGE EJECTOR PUMP TRIP STATUS | WHS/SEJ/C/006 | FLOAT SWITCH FAULTY | WHS/SEJ/R/009 | REPLACE
WHS/SEJ | SEWAGE EJECTOR PUMP & TANK SYSTEM FAILURE | WHS/SEJ/P/001 | SEWAGE EJECTOR PUMP TRIP STATUS | WHS/SEJ/C/018 | PUMP FAULTY | WHS/SEJ/R/009 | REPLACE
WHS/SEJ | SEWAGE EJECTOR PUMP & TANK SYSTEM FAILURE | WHS/SEJ/P/001 | SEWAGE EJECTOR PUMP TRIP STATUS | WHS/SEJ/C/018 | PUMP FAULTY | WHS/SEJ/R/008 | REPAIR
WHS/SEJ | SEWAGE EJECTOR PUMP & TANK SYSTEM FAILURE | WHS/SEJ/P/001 | SEWAGE EJECTOR PUMP TRIP STATUS | WHS/SEJ/C/020 | RELAY FAULTY | WHS/SEJ/R/009 | REPLACE
WHS/SEJ | SEWAGE EJECTOR PUMP & TANK SYSTEM FAILURE | WHS/SEJ/P/001 | SEWAGE EJECTOR PUMP TRIP STATUS | WHS/SEJ/C/003 | ELECTRODE WATER SENSOR | WHS/SEJ/R/009 | REPLACE
WHS/SEJ | SEWAGE EJECTOR PUMP & TANK SYSTEM FAILURE | WHS/SEJ/P/001 | SEWAGE EJECTOR PUMP TRIP STATUS | WHS/SEJ/C/003 | ELECTRODE WATER SENSOR | WHS/SEJ/R/001 | CLEAN
WHS/SEJ | SEWAGE EJECTOR PUMP & TANK SYSTEM FAILURE | WHS/SEJ/P/001 | SEWAGE EJECTOR PUMP TRIP STATUS | WHS/SEJ/C/011 | LOOSE CONNECTION | WHS/SEJ/R/012 | TIGHTEN
WHS/SEJ | SEWAGE EJECTOR PUMP & TANK SYSTEM FAILURE | WHS/SEJ/P/001 | SEWAGE EJECTOR PUMP TRIP STATUS | WHS/SEJ/C/021 | RESET AND MONITOR | WHS/SEJ/R/011 | RESET
WHS/SEJ | SEWAGE EJECTOR PUMP & TANK SYSTEM FAILURE | WHS/SEJ/P/001 | SEWAGE EJECTOR PUMP TRIP STATUS | WHS/SEJ/C/010 | INCOMING SUPPLY | WHS/SEJ/R/005 | NON-EQUIPMENT FAULT
WHS/SEJ | SEWAGE EJECTOR PUMP & TANK SYSTEM FAILURE | WHS/SEJ/P/001 | SEWAGE EJECTOR PUMP TRIP STATUS | WHS/SEJ/C/017 | PUMP CHOKE | WHS/SEJ/R/003 | CLEAR CHOKE
WHS/SEJ | SEWAGE EJECTOR PUMP & TANK SYSTEM FAILURE | WHS/SEJ/P/001 | SEWAGE EJECTOR PUMP TRIP STATUS | WHS/SEJ/C/017 | PUMP CHOKE | WHS/SEJ/R/002 | CLEAN TANK
WHS/SEJ | SEWAGE EJECTOR PUMP & TANK SYSTEM FAILURE | WHS/SEJ/P/001 | SEWAGE EJECTOR PUMP TRIP STATUS | WHS/SEJ/C/013 | PIPE CHOKE | WHS/SEJ/R/003 | CLEAR CHOKE
WHS/SEJ | SEWAGE EJECTOR PUMP & TANK SYSTEM FAILURE | WHS/SEJ/P/001 | SEWAGE EJECTOR PUMP TRIP STATUS | WHS/SEJ/C/002 | CHECK VALVE FAULTY | WHS/SEJ/R/009 | REPLACE
WHS/SEJ | SEWAGE EJECTOR PUMP & TANK SYSTEM FAILURE | WHS/SEJ/P/001 | SEWAGE EJECTOR PUMP TRIP STATUS | WHS/SEJ/C/002 | CHECK VALVE FAULTY | WHS/SEJ/R/008 | REPAIR
WHS/SEJ | SEWAGE EJECTOR PUMP & TANK SYSTEM FAILURE | WHS/SEJ/P/001 | SEWAGE EJECTOR PUMP TRIP STATUS | WHS/SEJ/C/009 | GATE VALVE FAULTY | WHS/SEJ/R/009 | REPLACE
WHS/SEJ | SEWAGE EJECTOR PUMP & TANK SYSTEM FAILURE | WHS/SEJ/P/001 | SEWAGE EJECTOR PUMP TRIP STATUS | WHS/SEJ/C/009 | GATE VALVE FAULTY | WHS/SEJ/R/008 | REPAIR
WHS/SEJ | SEWAGE EJECTOR PUMP & TANK SYSTEM FAILURE | WHS/SEJ/P/001 | SEWAGE EJECTOR PUMP TRIP STATUS | WHS/SEJ/C/015 | PRESSURE SWITCH | WHS/SEJ/R/006 | READJUST
WHS/SEJ | SEWAGE EJECTOR PUMP & TANK SYSTEM FAILURE | WHS/SEJ/P/001 | SEWAGE EJECTOR PUMP TRIP STATUS | WHS/SEJ/C/015 | PRESSURE SWITCH | WHS/SEJ/R/009 | REPLACE
WHS/SEJ | SEWAGE EJECTOR PUMP & TANK SYSTEM FAILURE | WHS/SEJ/P/001 | SEWAGE EJECTOR PUMP TRIP STATUS | WHS/SEJ/C/005 | FLEXIBLE HOSE LOOSE CONNECTION | WHS/SEJ/R/012 | TIGHTEN
WHS/SEJ | SEWAGE EJECTOR PUMP & TANK SYSTEM FAILURE | WHS/SEJ/P/001 | SEWAGE EJECTOR PUMP TRIP STATUS | WHS/SEJ/C/004 | FLEXIBLE HOSE DAMAGE | WHS/SEJ/R/009 | REPLACE
WHS/SEJ | SEWAGE EJECTOR PUMP & TANK SYSTEM FAILURE | WHS/SEJ/P/001 | SEWAGE EJECTOR PUMP TRIP STATUS | WHS/SEJ/C/001 | AIRLOCK | WHS/SEJ/R/007 | RELEASE AIRLOCK
WHS/SEJ | SEWAGE EJECTOR PUMP & TANK SYSTEM FAILURE | WHS/SEJ/P/002 | SEWAGE EJECTOR PUMP UNABLE TO OPERATE | WHS/SEJ/C/007 | FLOAT SWITCH STUCK / ENTANGLED | WHS/SEJ/R/006 | READJUST
WHS/SEJ | SEWAGE EJECTOR PUMP & TANK SYSTEM FAILURE | WHS/SEJ/P/002 | SEWAGE EJECTOR PUMP UNABLE TO OPERATE | WHS/SEJ/C/006 | FLOAT SWITCH FAULTY | WHS/SEJ/R/009 | REPLACE
WHS/SEJ | SEWAGE EJECTOR PUMP & TANK SYSTEM FAILURE | WHS/SEJ/P/002 | SEWAGE EJECTOR PUMP UNABLE TO OPERATE | WHS/SEJ/C/018 | PUMP FAULTY | WHS/SEJ/R/009 | REPLACE
WHS/SEJ | SEWAGE EJECTOR PUMP & TANK SYSTEM FAILURE | WHS/SEJ/P/002 | SEWAGE EJECTOR PUMP UNABLE TO OPERATE | WHS/SEJ/C/018 | PUMP FAULTY | WHS/SEJ/R/008 | REPAIR
WHS/SEJ | SEWAGE EJECTOR PUMP & TANK SYSTEM FAILURE | WHS/SEJ/P/002 | SEWAGE EJECTOR PUMP UNABLE TO OPERATE | WHS/SEJ/C/003 | ELECTRODE WATER SENSOR | WHS/SEJ/R/009 | REPLACE
WHS/SEJ | SEWAGE EJECTOR PUMP & TANK SYSTEM FAILURE | WHS/SEJ/P/002 | SEWAGE EJECTOR PUMP UNABLE TO OPERATE | WHS/SEJ/C/003 | ELECTRODE WATER SENSOR | WHS/SEJ/R/001 | CLEAN
WHS/SEJ | SEWAGE EJECTOR PUMP & TANK SYSTEM FAILURE | WHS/SEJ/P/002 | SEWAGE EJECTOR PUMP UNABLE TO OPERATE | WHS/SEJ/C/011 | LOOSE CONNECTION | WHS/SEJ/R/012 | TIGHTEN
WHS/SEJ | SEWAGE EJECTOR PUMP & TANK SYSTEM FAILURE | WHS/SEJ/P/002 | SEWAGE EJECTOR PUMP UNABLE TO OPERATE | WHS/SEJ/C/021 | RESET AND MONITOR | WHS/SEJ/R/011 | RESET
WHS/SEJ | SEWAGE EJECTOR PUMP & TANK SYSTEM FAILURE | WHS/SEJ/P/002 | SEWAGE EJECTOR PUMP UNABLE TO OPERATE | WHS/SEJ/C/010 | INCOMING SUPPLY | WHS/SEJ/R/005 | NON-EQUIPMENT FAULT
WHS/SEJ | SEWAGE EJECTOR PUMP & TANK SYSTEM FAILURE | WHS/SEJ/P/002 | SEWAGE EJECTOR PUMP UNABLE TO OPERATE | WHS/SEJ/C/015 | PRESSURE SWITCH | WHS/SEJ/R/006 | READJUST
WHS/SEJ | SEWAGE EJECTOR PUMP & TANK SYSTEM FAILURE | WHS/SEJ/P/002 | SEWAGE EJECTOR PUMP UNABLE TO OPERATE | WHS/SEJ/C/015 | PRESSURE SWITCH | WHS/SEJ/R/009 | REPLACE
WHS/SEJ | SEWAGE EJECTOR PUMP & TANK SYSTEM FAILURE | WHS/SEJ/P/002 | SEWAGE EJECTOR PUMP UNABLE TO OPERATE | WHS/SEJ/C/022 | WATER LEVEL TOO LOW | WHS/SEJ/R/005 | NON-EQUIPMENT FAULT
WHS/SEJ | SEWAGE EJECTOR PUMP & TANK SYSTEM FAILURE | WHS/SEJ/P/002 | SEWAGE EJECTOR PUMP UNABLE TO OPERATE | WHS/SEJ/C/022 | WATER LEVEL TOO LOW | WHS/SEJ/R/013 | TOP UP WATER
WHS/SEJ | SEWAGE EJECTOR PUMP & TANK SYSTEM FAILURE | WHS/SEJ/P/002 | SEWAGE EJECTOR PUMP UNABLE TO OPERATE | WHS/SEJ/C/022 | WATER LEVEL TOO LOW | WHS/SEJ/R/010 | REPLACE BALL FLOAT
WHS/SEJ | SEWAGE EJECTOR PUMP & TANK SYSTEM FAILURE | WHS/SEJ/P/002 | SEWAGE EJECTOR PUMP UNABLE TO OPERATE | WHS/SEJ/C/001 | AIRLOCK | WHS/SEJ/R/007 | RELEASE AIRLOCK
WHS/SEJ | SEWAGE EJECTOR PUMP & TANK SYSTEM FAILURE | WHS/SEJ/P/003 | SEWAGE EJECTOR PUMP WATER LEAKAGE | WHS/SEJ/C/008 | GASKET | WHS/SEJ/R/009 | REPLACE
WHS/SEJ | SEWAGE EJECTOR PUMP & TANK SYSTEM FAILURE | WHS/SEJ/P/003 | SEWAGE EJECTOR PUMP WATER LEAKAGE | WHS/SEJ/C/019 | PUMP LOOSE CONNECTION | WHS/SEJ/R/012 | TIGHTEN
WHS/SEJ | SEWAGE EJECTOR PUMP & TANK SYSTEM FAILURE | WHS/SEJ/P/003 | SEWAGE EJECTOR PUMP WATER LEAKAGE | WHS/SEJ/C/014 | PIPE LOOSE CONNECTION | WHS/SEJ/R/012 | TIGHTEN
WHS/SEJ | SEWAGE EJECTOR PUMP & TANK SYSTEM FAILURE | WHS/SEJ/P/003 | SEWAGE EJECTOR PUMP WATER LEAKAGE | WHS/SEJ/C/005 | FLEXIBLE HOSE LOOSE CONNECTION | WHS/SEJ/R/012 | TIGHTEN
WHS/SEJ | SEWAGE EJECTOR PUMP & TANK SYSTEM FAILURE | WHS/SEJ/P/003 | SEWAGE EJECTOR PUMP WATER LEAKAGE | WHS/SEJ/C/004 | FLEXIBLE HOSE DAMAGE | WHS/SEJ/R/009 | REPLACE
WHS/SEJ | SEWAGE EJECTOR PUMP & TANK SYSTEM FAILURE | WHS/SEJ/P/004 | SEWAGE EJECTOR PUMP RUSTY | WHS/SEJ/C/023 | WEAR AND TEAR | WHS/SEJ/R/004 | DERUST & TOUCH UP PAINT
WHS/SEJ | SEWAGE EJECTOR PUMP & TANK SYSTEM FAILURE | WHS/SEJ/P/005 | SEWAGE EJECTOR PUMP KWH METER FAULTY | WHS/SEJ/C/023 | WEAR AND TEAR | WHS/SEJ/R/009 | REPLACE
WHS/SEJ | SEWAGE EJECTOR PUMP & TANK SYSTEM FAILURE | WHS/SEJ/P/006 | SEWAGE EJECTOR PUMP RUNNING HOUR METER FAULTY | WHS/SEJ/C/023 | WEAR AND TEAR | WHS/SEJ/R/009 | REPLACE
WHS/SEJ | SEWAGE EJECTOR PUMP & TANK SYSTEM FAILURE | WHS/SEJ/P/007 | SEWAGE EJECTOR PUMP VOLT METER FAULTY | WHS/SEJ/C/023 | WEAR AND TEAR | WHS/SEJ/R/009 | REPLACE
WHS/SEJ | SEWAGE EJECTOR PUMP & TANK SYSTEM FAILURE | WHS/SEJ/P/008 | SEWAGE EJECTOR PUMP PRESSURE GAUGE FAULTY | WHS/SEJ/C/023 | WEAR AND TEAR | WHS/SEJ/R/009 | REPLACE
WHS/SEJ | SEWAGE EJECTOR PUMP & TANK SYSTEM FAILURE | WHS/SEJ/P/008 | SEWAGE EJECTOR PUMP INSUFFICIENT PRESSURE | WHS/SEJ/C/016 | PRESSURE VESSEL | WHS/SEJ/R/008 | REPAIR
WHS/SEJ | SEWAGE EJECTOR PUMP & TANK SYSTEM FAILURE | WHS/SEJ/P/008 | SEWAGE EJECTOR PUMP INSUFFICIENT PRESSURE | WHS/SEJ/C/016 | PRESSURE VESSEL | WHS/SEJ/R/009 | REPLACE
WHS/SEJ | SEWAGE EJECTOR PUMP & TANK SYSTEM FAILURE | WHS/SEJ/P/008 | SEWAGE EJECTOR PUMP INSUFFICIENT PRESSURE | WHS/SEJ/C/018 | PUMP FAULTY | WHS/SEJ/R/009 | REPLACE
WHS/SEJ | SEWAGE EJECTOR PUMP & TANK SYSTEM FAILURE | WHS/SEJ/P/008 | SEWAGE EJECTOR PUMP INSUFFICIENT PRESSURE | WHS/SEJ/C/018 | PUMP FAULTY | WHS/SEJ/R/008 | REPAIR
WHS/SEJ | SEWAGE EJECTOR PUMP & TANK SYSTEM FAILURE | WHS/SEJ/P/008 | SEWAGE EJECTOR PUMP INSUFFICIENT PRESSURE | WHS/SEJ/C/010 | INCOMING SUPPLY | WHS/SEJ/R/005 | NON-EQUIPMENT FAULT
WHS/SEJ | SEWAGE EJECTOR PUMP & TANK SYSTEM FAILURE | WHS/SEJ/P/009 | SEWAGE EJECTOR PUMP GWS INDICATION | WHS/SEJ/C/012 | NON-EQUIPMENT FAULT | WHS/SEJ/R/005 | NON-EQUIPMENT FAULT
WHS/SEJ | SEWAGE EJECTOR PUMP & TANK SYSTEM FAILURE | WHS/SEJ/P/009 | SEWAGE EJECTOR PUMP GWS INDICATION | WHS/SEJ/C/020 | RELAY FAULTY | WHS/SEJ/R/009 | REPLACE
WHS/FBS | FLUSHING WATER BOOSTER PUMP FAILURE | WHS/FBS/P/003 | FLUSHING BOOSTER TRIP STATUS | WHS/FBS/C/007 | FLOAT SWITCH STUCK / ENTANGLED | WHS/FBS/R/006 | READJUST
WHS/FBS | FLUSHING WATER BOOSTER PUMP FAILURE | WHS/FBS/P/003 | FLUSHING BOOSTER TRIP STATUS | WHS/FBS/C/006 | FLOAT SWITCH FAULTY | WHS/FBS/R/009 | REPLACE
WHS/FBS | FLUSHING WATER BOOSTER PUMP FAILURE | WHS/FBS/P/003 | FLUSHING BOOSTER TRIP STATUS | WHS/FBS/C/018 | PUMP FAULTY | WHS/FBS/R/009 | REPLACE
WHS/FBS | FLUSHING WATER BOOSTER PUMP FAILURE | WHS/FBS/P/003 | FLUSHING BOOSTER TRIP STATUS | WHS/FBS/C/018 | PUMP FAULTY | WHS/FBS/R/008 | REPAIR
WHS/FBS | FLUSHING WATER BOOSTER PUMP FAILURE | WHS/FBS/P/003 | FLUSHING BOOSTER TRIP STATUS | WHS/FBS/C/020 | RELAY FAULTY | WHS/FBS/R/009 | REPLACE
WHS/FBS | FLUSHING WATER BOOSTER PUMP FAILURE | WHS/FBS/P/003 | FLUSHING BOOSTER TRIP STATUS | WHS/FBS/C/003 | ELECTRODE WATER SENSOR | WHS/FBS/R/009 | REPLACE
WHS/FBS | FLUSHING WATER BOOSTER PUMP FAILURE | WHS/FBS/P/003 | FLUSHING BOOSTER TRIP STATUS | WHS/FBS/C/003 | ELECTRODE WATER SENSOR | WHS/FBS/R/001 | CLEAN
WHS/FBS | FLUSHING WATER BOOSTER PUMP FAILURE | WHS/FBS/P/003 | FLUSHING BOOSTER TRIP STATUS | WHS/FBS/C/011 | LOOSE CONNECTION | WHS/FBS/R/012 | TIGHTEN
WHS/FBS | FLUSHING WATER BOOSTER PUMP FAILURE | WHS/FBS/P/003 | FLUSHING BOOSTER TRIP STATUS | WHS/FBS/C/021 | RESET AND MONITOR | WHS/FBS/R/011 | RESET
WHS/FBS | FLUSHING WATER BOOSTER PUMP FAILURE | WHS/FBS/P/003 | FLUSHING BOOSTER TRIP STATUS | WHS/FBS/C/010 | INCOMING SUPPLY | WHS/FBS/R/005 | NON-EQUIPMENT FAULT
WHS/FBS | FLUSHING WATER BOOSTER PUMP FAILURE | WHS/FBS/P/003 | FLUSHING BOOSTER TRIP STATUS | WHS/FBS/C/017 | PUMP CHOKE | WHS/FBS/R/003 | CLEAR CHOKE
WHS/FBS | FLUSHING WATER BOOSTER PUMP FAILURE | WHS/FBS/P/003 | FLUSHING BOOSTER TRIP STATUS | WHS/FBS/C/017 | PUMP CHOKE | WHS/FBS/R/002 | CLEAN TANK
WHS/FBS | FLUSHING WATER BOOSTER PUMP FAILURE | WHS/FBS/P/003 | FLUSHING BOOSTER TRIP STATUS | WHS/FBS/C/013 | PIPE CHOKE | WHS/FBS/R/003 | CLEAR CHOKE
WHS/FBS | FLUSHING WATER BOOSTER PUMP FAILURE | WHS/FBS/P/003 | FLUSHING BOOSTER TRIP STATUS | WHS/FBS/C/002 | CHECK VALVE FAULTY | WHS/FBS/R/009 | REPLACE
WHS/FBS | FLUSHING WATER BOOSTER PUMP FAILURE | WHS/FBS/P/003 | FLUSHING BOOSTER TRIP STATUS | WHS/FBS/C/002 | CHECK VALVE FAULTY | WHS/FBS/R/008 | REPAIR
WHS/FBS | FLUSHING WATER BOOSTER PUMP FAILURE | WHS/FBS/P/003 | FLUSHING BOOSTER TRIP STATUS | WHS/FBS/C/009 | GATE VALVE FAULTY | WHS/FBS/R/009 | REPLACE
WHS/FBS | FLUSHING WATER BOOSTER PUMP FAILURE | WHS/FBS/P/003 | FLUSHING BOOSTER TRIP STATUS | WHS/FBS/C/009 | GATE VALVE FAULTY | WHS/FBS/R/008 | REPAIR
WHS/FBS | FLUSHING WATER BOOSTER PUMP FAILURE | WHS/FBS/P/003 | FLUSHING BOOSTER TRIP STATUS | WHS/FBS/C/015 | PRESSURE SWITCH | WHS/FBS/R/006 | READJUST
WHS/FBS | FLUSHING WATER BOOSTER PUMP FAILURE | WHS/FBS/P/003 | FLUSHING BOOSTER TRIP STATUS | WHS/FBS/C/015 | PRESSURE SWITCH | WHS/FBS/R/009 | REPLACE
WHS/FBS | FLUSHING WATER BOOSTER PUMP FAILURE | WHS/FBS/P/003 | FLUSHING BOOSTER TRIP STATUS | WHS/FBS/C/005 | FLEXIBLE HOSE LOOSE CONNECTION | WHS/FBS/R/012 | TIGHTEN
WHS/FBS | FLUSHING WATER BOOSTER PUMP FAILURE | WHS/FBS/P/003 | FLUSHING BOOSTER TRIP STATUS | WHS/FBS/C/004 | FLEXIBLE HOSE DAMAGE | WHS/FBS/R/009 | REPLACE
WHS/FBS | FLUSHING WATER BOOSTER PUMP FAILURE | WHS/FBS/P/003 | FLUSHING BOOSTER TRIP STATUS | WHS/FBS/C/001 | AIRLOCK | WHS/FBS/R/007 | RELEASE AIRLOCK
WHS/FBS | FLUSHING WATER BOOSTER PUMP FAILURE | WHS/FBS/P/004 | FLUSHING BOOSTER UNABLE TO OPERATE | WHS/FBS/C/007 | FLOAT SWITCH STUCK / ENTANGLED | WHS/FBS/R/006 | READJUST
WHS/FBS | FLUSHING WATER BOOSTER PUMP FAILURE | WHS/FBS/P/004 | FLUSHING BOOSTER UNABLE TO OPERATE | WHS/FBS/C/006 | FLOAT SWITCH FAULTY | WHS/FBS/R/009 | REPLACE
WHS/FBS | FLUSHING WATER BOOSTER PUMP FAILURE | WHS/FBS/P/004 | FLUSHING BOOSTER UNABLE TO OPERATE | WHS/FBS/C/018 | PUMP FAULTY | WHS/FBS/R/009 | REPLACE
WHS/FBS | FLUSHING WATER BOOSTER PUMP FAILURE | WHS/FBS/P/004 | FLUSHING BOOSTER UNABLE TO OPERATE | WHS/FBS/C/018 | PUMP FAULTY | WHS/FBS/R/008 | REPAIR
WHS/FBS | FLUSHING WATER BOOSTER PUMP FAILURE | WHS/FBS/P/004 | FLUSHING BOOSTER UNABLE TO OPERATE | WHS/FBS/C/003 | ELECTRODE WATER SENSOR | WHS/FBS/R/009 | REPLACE
WHS/FBS | FLUSHING WATER BOOSTER PUMP FAILURE | WHS/FBS/P/004 | FLUSHING BOOSTER UNABLE TO OPERATE | WHS/FBS/C/003 | ELECTRODE WATER SENSOR | WHS/FBS/R/001 | CLEAN
WHS/FBS | FLUSHING WATER BOOSTER PUMP FAILURE | WHS/FBS/P/004 | FLUSHING BOOSTER UNABLE TO OPERATE | WHS/FBS/C/011 | LOOSE CONNECTION | WHS/FBS/R/012 | TIGHTEN
WHS/FBS | FLUSHING WATER BOOSTER PUMP FAILURE | WHS/FBS/P/004 | FLUSHING BOOSTER UNABLE TO OPERATE | WHS/FBS/C/021 | RESET AND MONITOR | WHS/FBS/R/011 | RESET
WHS/FBS | FLUSHING WATER BOOSTER PUMP FAILURE | WHS/FBS/P/004 | FLUSHING BOOSTER UNABLE TO OPERATE | WHS/FBS/C/010 | INCOMING SUPPLY | WHS/FBS/R/005 | NON-EQUIPMENT FAULT
WHS/FBS | FLUSHING WATER BOOSTER PUMP FAILURE | WHS/FBS/P/004 | FLUSHING BOOSTER UNABLE TO OPERATE | WHS/FBS/C/015 | PRESSURE SWITCH | WHS/FBS/R/006 | READJUST
WHS/FBS | FLUSHING WATER BOOSTER PUMP FAILURE | WHS/FBS/P/004 | FLUSHING BOOSTER UNABLE TO OPERATE | WHS/FBS/C/015 | PRESSURE SWITCH | WHS/FBS/R/009 | REPLACE
WHS/FBS | FLUSHING WATER BOOSTER PUMP FAILURE | WHS/FBS/P/004 | FLUSHING BOOSTER UNABLE TO OPERATE | WHS/FBS/C/022 | WATER LEVEL TOO LOW | WHS/FBS/R/005 | NON-EQUIPMENT FAULT
WHS/FBS | FLUSHING WATER BOOSTER PUMP FAILURE | WHS/FBS/P/004 | FLUSHING BOOSTER UNABLE TO OPERATE | WHS/FBS/C/022 | WATER LEVEL TOO LOW | WHS/FBS/R/013 | TOP UP WATER
WHS/FBS | FLUSHING WATER BOOSTER PUMP FAILURE | WHS/FBS/P/004 | FLUSHING BOOSTER UNABLE TO OPERATE | WHS/FBS/C/022 | WATER LEVEL TOO LOW | WHS/FBS/R/010 | REPLACE BALL FLOAT
WHS/FBS | FLUSHING WATER BOOSTER PUMP FAILURE | WHS/FBS/P/004 | FLUSHING BOOSTER UNABLE TO OPERATE | WHS/FBS/C/001 | AIRLOCK | WHS/FBS/R/007 | RELEASE AIRLOCK
WHS/FBS | FLUSHING WATER BOOSTER PUMP FAILURE | WHS/FBS/P/005 | FLUSHING BOOSTER WATER LEAKAGE | WHS/FBS/C/008 | GASKET | WHS/FBS/R/009 | REPLACE
WHS/FBS | FLUSHING WATER BOOSTER PUMP FAILURE | WHS/FBS/P/005 | FLUSHING BOOSTER WATER LEAKAGE | WHS/FBS/C/019 | PUMP LOOSE CONNECTION | WHS/FBS/R/012 | TIGHTEN
WHS/FBS | FLUSHING WATER BOOSTER PUMP FAILURE | WHS/FBS/P/005 | FLUSHING BOOSTER WATER LEAKAGE | WHS/FBS/C/014 | PIPE LOOSE CONNECTION | WHS/FBS/R/012 | TIGHTEN
WHS/FBS | FLUSHING WATER BOOSTER PUMP FAILURE | WHS/FBS/P/005 | FLUSHING BOOSTER WATER LEAKAGE | WHS/FBS/C/005 | FLEXIBLE HOSE LOOSE CONNECTION | WHS/FBS/R/012 | TIGHTEN
WHS/FBS | FLUSHING WATER BOOSTER PUMP FAILURE | WHS/FBS/P/005 | FLUSHING BOOSTER WATER LEAKAGE | WHS/FBS/C/004 | FLEXIBLE HOSE DAMAGE | WHS/FBS/R/009 | REPLACE
WHS/FBS | FLUSHING WATER BOOSTER PUMP FAILURE | WHS/FBS/P/002 | FLUSHING BOOSTER RUSTY | WHS/FBS/C/023 | WEAR AND TEAR | WHS/FBS/R/004 | DERUST & TOUCH UP PAINT
WHS/FBS | FLUSHING WATER BOOSTER PUMP FAILURE | WHS/FBS/P/007 | KWH METER FAULTY | WHS/FBS/C/023 | WEAR AND TEAR | WHS/FBS/R/009 | REPLACE
WHS/FBS | FLUSHING WATER BOOSTER PUMP FAILURE | WHS/FBS/P/009 | RUNNING HOUR METER FAULTY | WHS/FBS/C/023 | WEAR AND TEAR | WHS/FBS/R/009 | REPLACE
WHS/FBS | FLUSHING WATER BOOSTER PUMP FAILURE | WHS/FBS/P/010 | VOLT METER FAULTY | WHS/FBS/C/023 | WEAR AND TEAR | WHS/FBS/R/009 | REPLACE
WHS/FBS | FLUSHING WATER BOOSTER PUMP FAILURE | WHS/FBS/P/008 | PRESSURE GAUGE FAULTY | WHS/FBS/C/023 | WEAR AND TEAR | WHS/FBS/R/009 | REPLACE
WHS/FBS | FLUSHING WATER BOOSTER PUMP FAILURE | WHS/FBS/P/001 | FLUSHING BOOSTER INSUFFICIENT PRESSURE | WHS/FBS/C/016 | PRESSURE VESSEL | WHS/FBS/R/008 | REPAIR
WHS/FBS | FLUSHING WATER BOOSTER PUMP FAILURE | WHS/FBS/P/001 | FLUSHING BOOSTER INSUFFICIENT PRESSURE | WHS/FBS/C/016 | PRESSURE VESSEL | WHS/FBS/R/009 | REPLACE
WHS/FBS | FLUSHING WATER BOOSTER PUMP FAILURE | WHS/FBS/P/001 | FLUSHING BOOSTER INSUFFICIENT PRESSURE | WHS/FBS/C/018 | PUMP FAULTY | WHS/FBS/R/009 | REPLACE
WHS/FBS | FLUSHING WATER BOOSTER PUMP FAILURE | WHS/FBS/P/001 | FLUSHING BOOSTER INSUFFICIENT PRESSURE | WHS/FBS/C/018 | PUMP FAULTY | WHS/FBS/R/008 | REPAIR
WHS/FBS | FLUSHING WATER BOOSTER PUMP FAILURE | WHS/FBS/P/001 | FLUSHING BOOSTER INSUFFICIENT PRESSURE | WHS/FBS/C/010 | INCOMING SUPPLY | WHS/FBS/R/005 | NON-EQUIPMENT FAULT
WHS/FBS | FLUSHING WATER BOOSTER PUMP FAILURE | WHS/FBS/P/006 | GWS INDICATION | WHS/FBS/C/012 | NON-EQUIPMENT FAULT | WHS/FBS/R/005 | NON-EQUIPMENT FAULT
WHS/FBS | FLUSHING WATER BOOSTER PUMP FAILURE | WHS/FBS/P/006 | GWS INDICATION | WHS/FBS/C/020 | RELAY FAULTY | WHS/FBS/R/009 | REPLACE
WHS/WSS | WATER SUPPLY SYSTEM FAILURE | WHS/WSS/P/001 | CD DRINKING WATER PUMP TRIP STATUS | WHS/WSS/C/007 | FLOAT SWITCH STUCK / ENTANGLED | WHS/WSS/R/006 | READJUST
WHS/WSS | WATER SUPPLY SYSTEM FAILURE | WHS/WSS/P/001 | CD DRINKING WATER PUMP TRIP STATUS | WHS/WSS/C/006 | FLOAT SWITCH FAULTY | WHS/WSS/R/009 | REPLACE
WHS/WSS | WATER SUPPLY SYSTEM FAILURE | WHS/WSS/P/001 | CD DRINKING WATER PUMP TRIP STATUS | WHS/WSS/C/019 | PUMP FAULTY | WHS/WSS/R/009 | REPLACE
WHS/WSS | WATER SUPPLY SYSTEM FAILURE | WHS/WSS/P/001 | CD DRINKING WATER PUMP TRIP STATUS | WHS/WSS/C/019 | PUMP FAULTY | WHS/WSS/R/008 | REPAIR
WHS/WSS | WATER SUPPLY SYSTEM FAILURE | WHS/WSS/P/001 | CD DRINKING WATER PUMP TRIP STATUS | WHS/WSS/C/021 | RELAY FAULTY | WHS/WSS/R/009 | REPLACE
WHS/WSS | WATER SUPPLY SYSTEM FAILURE | WHS/WSS/P/001 | CD DRINKING WATER PUMP TRIP STATUS | WHS/WSS/C/003 | ELECTRODE WATER SENSOR | WHS/WSS/R/009 | REPLACE
WHS/WSS | WATER SUPPLY SYSTEM FAILURE | WHS/WSS/P/001 | CD DRINKING WATER PUMP TRIP STATUS | WHS/WSS/C/003 | ELECTRODE WATER SENSOR | WHS/WSS/R/001 | CLEAN
WHS/WSS | WATER SUPPLY SYSTEM FAILURE | WHS/WSS/P/001 | CD DRINKING WATER PUMP TRIP STATUS | WHS/WSS/C/011 | LOOSE CONNECTION | WHS/WSS/R/012 | TIGHTEN
WHS/WSS | WATER SUPPLY SYSTEM FAILURE | WHS/WSS/P/001 | CD DRINKING WATER PUMP TRIP STATUS | WHS/WSS/C/022 | RESET AND MONITOR | WHS/WSS/R/011 | RESET
WHS/WSS | WATER SUPPLY SYSTEM FAILURE | WHS/WSS/P/001 | CD DRINKING WATER PUMP TRIP STATUS | WHS/WSS/C/010 | INCOMING SUPPLY | WHS/WSS/R/005 | NON-EQUIPMENT FAULT
WHS/WSS | WATER SUPPLY SYSTEM FAILURE | WHS/WSS/P/001 | CD DRINKING WATER PUMP TRIP STATUS | WHS/WSS/C/018 | PUMP CHOKE | WHS/WSS/R/003 | CLEAR CHOKE
WHS/WSS | WATER SUPPLY SYSTEM FAILURE | WHS/WSS/P/001 | CD DRINKING WATER PUMP TRIP STATUS | WHS/WSS/C/018 | PUMP CHOKE | WHS/WSS/R/002 | CLEAN TANK
WHS/WSS | WATER SUPPLY SYSTEM FAILURE | WHS/WSS/P/001 | CD DRINKING WATER PUMP TRIP STATUS | WHS/WSS/C/013 | PIPE CHOKE | WHS/WSS/R/003 | CLEAR CHOKE
WHS/WSS | WATER SUPPLY SYSTEM FAILURE | WHS/WSS/P/001 | CD DRINKING WATER PUMP TRIP STATUS | WHS/WSS/C/002 | CHECK VALVE FAULTY | WHS/WSS/R/009 | REPLACE
WHS/WSS | WATER SUPPLY SYSTEM FAILURE | WHS/WSS/P/001 | CD DRINKING WATER PUMP TRIP STATUS | WHS/WSS/C/002 | CHECK VALVE FAULTY | WHS/WSS/R/008 | REPAIR
WHS/WSS | WATER SUPPLY SYSTEM FAILURE | WHS/WSS/P/001 | CD DRINKING WATER PUMP TRIP STATUS | WHS/WSS/C/009 | GATE VALVE FAULTY | WHS/WSS/R/009 | REPLACE
WHS/WSS | WATER SUPPLY SYSTEM FAILURE | WHS/WSS/P/001 | CD DRINKING WATER PUMP TRIP STATUS | WHS/WSS/C/009 | GATE VALVE FAULTY | WHS/WSS/R/008 | REPAIR
WHS/WSS | WATER SUPPLY SYSTEM FAILURE | WHS/WSS/P/001 | CD DRINKING WATER PUMP TRIP STATUS | WHS/WSS/C/015 | PRESSURE SWITCH | WHS/WSS/R/006 | READJUST
WHS/WSS | WATER SUPPLY SYSTEM FAILURE | WHS/WSS/P/001 | CD DRINKING WATER PUMP TRIP STATUS | WHS/WSS/C/015 | PRESSURE SWITCH | WHS/WSS/R/009 | REPLACE
WHS/WSS | WATER SUPPLY SYSTEM FAILURE | WHS/WSS/P/001 | CD DRINKING WATER PUMP TRIP STATUS | WHS/WSS/C/005 | FLEXIBLE HOSE LOOSE CONNECTION | WHS/WSS/R/012 | TIGHTEN
WHS/WSS | WATER SUPPLY SYSTEM FAILURE | WHS/WSS/P/001 | CD DRINKING WATER PUMP TRIP STATUS | WHS/WSS/C/004 | FLEXIBLE HOSE DAMAGE | WHS/WSS/R/009 | REPLACE
WHS/WSS | WATER SUPPLY SYSTEM FAILURE | WHS/WSS/P/001 | CD DRINKING WATER PUMP TRIP STATUS | WHS/WSS/C/001 | AIRLOCK | WHS/WSS/R/007 | RELEASE AIRLOCK
WHS/WSS | WATER SUPPLY SYSTEM FAILURE | WHS/WSS/P/002 | CD DRINKING WATER PUMP UNABLE TO OPERATE | WHS/WSS/C/007 | FLOAT SWITCH STUCK / ENTANGLED | WHS/WSS/R/006 | READJUST
WHS/WSS | WATER SUPPLY SYSTEM FAILURE | WHS/WSS/P/002 | CD DRINKING WATER PUMP UNABLE TO OPERATE | WHS/WSS/C/006 | FLOAT SWITCH FAULTY | WHS/WSS/R/009 | REPLACE
WHS/WSS | WATER SUPPLY SYSTEM FAILURE | WHS/WSS/P/002 | CD DRINKING WATER PUMP UNABLE TO OPERATE | WHS/WSS/C/019 | PUMP FAULTY | WHS/WSS/R/009 | REPLACE
WHS/WSS | WATER SUPPLY SYSTEM FAILURE | WHS/WSS/P/002 | CD DRINKING WATER PUMP UNABLE TO OPERATE | WHS/WSS/C/019 | PUMP FAULTY | WHS/WSS/R/008 | REPAIR
WHS/WSS | WATER SUPPLY SYSTEM FAILURE | WHS/WSS/P/002 | CD DRINKING WATER PUMP UNABLE TO OPERATE | WHS/WSS/C/003 | ELECTRODE WATER SENSOR | WHS/WSS/R/009 | REPLACE
WHS/WSS | WATER SUPPLY SYSTEM FAILURE | WHS/WSS/P/002 | CD DRINKING WATER PUMP UNABLE TO OPERATE | WHS/WSS/C/003 | ELECTRODE WATER SENSOR | WHS/WSS/R/001 | CLEAN
WHS/WSS | WATER SUPPLY SYSTEM FAILURE | WHS/WSS/P/002 | CD DRINKING WATER PUMP UNABLE TO OPERATE | WHS/WSS/C/011 | LOOSE CONNECTION | WHS/WSS/R/012 | TIGHTEN
WHS/WSS | WATER SUPPLY SYSTEM FAILURE | WHS/WSS/P/002 | CD DRINKING WATER PUMP UNABLE TO OPERATE | WHS/WSS/C/022 | RESET AND MONITOR | WHS/WSS/R/011 | RESET
WHS/WSS | WATER SUPPLY SYSTEM FAILURE | WHS/WSS/P/002 | CD DRINKING WATER PUMP UNABLE TO OPERATE | WHS/WSS/C/010 | INCOMING SUPPLY | WHS/WSS/R/005 | NON-EQUIPMENT FAULT
WHS/WSS | WATER SUPPLY SYSTEM FAILURE | WHS/WSS/P/002 | CD DRINKING WATER PUMP UNABLE TO OPERATE | WHS/WSS/C/015 | PRESSURE SWITCH | WHS/WSS/R/006 | READJUST
WHS/WSS | WATER SUPPLY SYSTEM FAILURE | WHS/WSS/P/002 | CD DRINKING WATER PUMP UNABLE TO OPERATE | WHS/WSS/C/015 | PRESSURE SWITCH | WHS/WSS/R/009 | REPLACE
WHS/WSS | WATER SUPPLY SYSTEM FAILURE | WHS/WSS/P/002 | CD DRINKING WATER PUMP UNABLE TO OPERATE | WHS/WSS/C/023 | WATER LEVEL TOO LOW | WHS/WSS/R/005 | NON-EQUIPMENT FAULT
WHS/WSS | WATER SUPPLY SYSTEM FAILURE | WHS/WSS/P/002 | CD DRINKING WATER PUMP UNABLE TO OPERATE | WHS/WSS/C/023 | WATER LEVEL TOO LOW | WHS/WSS/R/013 | TOP UP WATER
WHS/WSS | WATER SUPPLY SYSTEM FAILURE | WHS/WSS/P/002 | CD DRINKING WATER PUMP UNABLE TO OPERATE | WHS/WSS/C/023 | WATER LEVEL TOO LOW | WHS/WSS/R/010 | REPLACE BALL FLOAT
WHS/WSS | WATER SUPPLY SYSTEM FAILURE | WHS/WSS/P/002 | CD DRINKING WATER PUMP UNABLE TO OPERATE | WHS/WSS/C/001 | AIRLOCK | WHS/WSS/R/007 | RELEASE AIRLOCK
WHS/WSS | WATER SUPPLY SYSTEM FAILURE | WHS/WSS/P/003 | CD DRINKING WATER PUMP WATER LEAKAGE | WHS/WSS/C/008 | GASKET | WHS/WSS/R/009 | REPLACE
WHS/WSS | WATER SUPPLY SYSTEM FAILURE | WHS/WSS/P/003 | CD DRINKING WATER PUMP WATER LEAKAGE | WHS/WSS/C/020 | PUMP LOOSE CONNECTION | WHS/WSS/R/012 | TIGHTEN
WHS/WSS | WATER SUPPLY SYSTEM FAILURE | WHS/WSS/P/003 | CD DRINKING WATER PUMP WATER LEAKAGE | WHS/WSS/C/014 | PIPE LOOSE CONNECTION | WHS/WSS/R/012 | TIGHTEN
WHS/WSS | WATER SUPPLY SYSTEM FAILURE | WHS/WSS/P/003 | CD DRINKING WATER PUMP WATER LEAKAGE | WHS/WSS/C/005 | FLEXIBLE HOSE LOOSE CONNECTION | WHS/WSS/R/012 | TIGHTEN
WHS/WSS | WATER SUPPLY SYSTEM FAILURE | WHS/WSS/P/003 | CD DRINKING WATER PUMP WATER LEAKAGE | WHS/WSS/C/004 | FLEXIBLE HOSE DAMAGE | WHS/WSS/R/009 | REPLACE
WHS/WSS | WATER SUPPLY SYSTEM FAILURE | WHS/WSS/P/004 | CD DRINKING WATER PUMP RUSTY | WHS/WSS/C/024 | WEAR AND TEAR | WHS/WSS/R/004 | DERUST & TOUCH UP PAINT
WHS/WSS | WATER SUPPLY SYSTEM FAILURE | WHS/WSS/P/005 | CD DRINKING WATER PUMP KWH METER FAULTY | WHS/WSS/C/024 | WEAR AND TEAR | WHS/WSS/R/009 | REPLACE
WHS/WSS | WATER SUPPLY SYSTEM FAILURE | WHS/WSS/P/006 | CD DRINKING WATER PUMP RUNNING HOUR METER FAULTY | WHS/WSS/C/024 | WEAR AND TEAR | WHS/WSS/R/009 | REPLACE
WHS/WSS | WATER SUPPLY SYSTEM FAILURE | WHS/WSS/P/007 | CD DRINKING WATER PUMP VOLT METER FAULTY | WHS/WSS/C/024 | WEAR AND TEAR | WHS/WSS/R/009 | REPLACE
WHS/WSS | WATER SUPPLY SYSTEM FAILURE | WHS/WSS/P/008 | CD DRINKING WATER PUMP PRESSURE GAUGE FAULTY | WHS/WSS/C/024 | WEAR AND TEAR | WHS/WSS/R/009 | REPLACE
WHS/WSS | WATER SUPPLY SYSTEM FAILURE | WHS/WSS/P/009 | CD DRINKING WATER PUMP INSUFFICIENT PRESSURE | WHS/WSS/C/017 | PRESSURE VESSEL | WHS/WSS/R/008 | REPAIR
WHS/WSS | WATER SUPPLY SYSTEM FAILURE | WHS/WSS/P/009 | CD DRINKING WATER PUMP INSUFFICIENT PRESSURE | WHS/WSS/C/017 | PRESSURE VESSEL | WHS/WSS/R/009 | REPLACE
WHS/WSS | WATER SUPPLY SYSTEM FAILURE | WHS/WSS/P/009 | CD DRINKING WATER PUMP INSUFFICIENT PRESSURE | WHS/WSS/C/019 | PUMP FAULTY | WHS/WSS/R/009 | REPLACE
WHS/WSS | WATER SUPPLY SYSTEM FAILURE | WHS/WSS/P/009 | CD DRINKING WATER PUMP INSUFFICIENT PRESSURE | WHS/WSS/C/019 | PUMP FAULTY | WHS/WSS/R/008 | REPAIR
WHS/WSS | WATER SUPPLY SYSTEM FAILURE | WHS/WSS/P/009 | CD DRINKING WATER PUMP INSUFFICIENT PRESSURE | WHS/WSS/C/010 | INCOMING SUPPLY | WHS/WSS/R/005 | NON-EQUIPMENT FAULT
WHS/WSS | WATER SUPPLY SYSTEM FAILURE | WHS/WSS/P/010 | CD DRINKING WATER PUMP GWS INDICATION | WHS/WSS/C/012 | NON-EQUIPMENT FAULT | WHS/WSS/R/005 | NON-EQUIPMENT FAULT
WHS/WSS | WATER SUPPLY SYSTEM FAILURE | WHS/WSS/P/010 | CD DRINKING WATER PUMP GWS INDICATION | WHS/WSS/C/021 | RELAY FAULTY | WHS/WSS/R/009 | REPLACE
WHS/WSS | WATER SUPPLY SYSTEM FAILURE | WHS/WSS/P/011 | CD DRINKING WATER PUMP LOW PRESSURE | WHS/WSS/C/016 | PRESSURE TANK LEAK | WHS/WSS/R/009 | REPLACE
WHS/WSS | WATER SUPPLY SYSTEM FAILURE | WHS/WSS/P/011 | CD DRINKING WATER PUMP LOW PRESSURE | WHS/WSS/C/016 | PRESSURE TANK LEAK | WHS/WSS/R/008 | REPAIR
WHS/UVS | UV SYSTEM FAILURE | WHS/UVS/P/001 | LOW INTENSITY | WHS/UVS/C/001 | FILTER DIRTY | WHS/UVS/R/001 | CLEAN
WHS/UVS | UV SYSTEM FAILURE | WHS/UVS/P/001 | LOW INTENSITY | WHS/UVS/C/003 | UV LAMP DIRTY | WHS/UVS/R/001 | CLEAN
WHS/UVS | UV SYSTEM FAILURE | WHS/UVS/P/001 | LOW INTENSITY | WHS/UVS/C/002 | SENSOR FAULTY | WHS/UVS/R/001 | CLEAN
WHS/UVS | UV SYSTEM FAILURE | WHS/UVS/P/001 | LOW INTENSITY | WHS/UVS/C/004 | UV LAMP FAULTY | WHS/UVS/R/002 | REPLACE
WHS/UVS | UV SYSTEM FAILURE | WHS/UVS/P/001 | LOW INTENSITY | WHS/UVS/C/002 | SENSOR FAULTY | WHS/UVS/R/002 | REPLACE
LFT/LFT | LIFT | LFT/LFT/P/007 | GWS INDICATION | LFT/LFT/C/013 | NON-EQUIPMENT FAULT | LFT/LFT/R/002 | NON-EQUIPMENT FAULT
LFT/LFT | LIFT | LFT/LFT/P/007 | GWS INDICATION | LFT/LFT/C/016 | RELAY FAULTY | LFT/LFT/R/005 | REPLACE
LFT/LFT | LIFT | LFT/LFT/P/014 | OUT OF ORDER | LFT/LFT/C/011 | MODULE CARD/PLC/PCB HANG | LFT/LFT/R/006 | RESET
LFT/LFT | LIFT | LFT/LFT/P/014 | OUT OF ORDER | LFT/LFT/C/010 | MODULE CARD/PLC/PCB FAULTY | LFT/LFT/R/005 | REPLACE
LFT/LFT | LIFT | LFT/LFT/P/014 | OUT OF ORDER | LFT/LFT/C/007 | LIMIT SWITCH | LFT/LFT/R/003 | READJUST
LFT/LFT | LIFT | LFT/LFT/P/014 | OUT OF ORDER | LFT/LFT/C/007 | LIMIT SWITCH | LFT/LFT/R/005 | REPLACE
LFT/LFT | LIFT | LFT/LFT/P/014 | OUT OF ORDER | LFT/LFT/C/008 | LOOSE CONNECTION | LFT/LFT/R/007 | TIGHTEN
LFT/LFT | LIFT | LFT/LFT/P/014 | OUT OF ORDER | LFT/LFT/C/005 | INCOMING SUPPLY | LFT/LFT/R/002 | NON-EQUIPMENT FAULT
LFT/LFT | LIFT | LFT/LFT/P/014 | OUT OF ORDER | LFT/LFT/C/015 | OVERWEIGHT | LFT/LFT/R/002 | NON-EQUIPMENT FAULT
LFT/LFT | LIFT | LFT/LFT/P/001 | ARD | LFT/LFT/C/003 | FAULTY | LFT/LFT/R/005 | REPLACE
LFT/LFT | LIFT | LFT/LFT/P/006 | EBOPS | LFT/LFT/C/003 | FAULTY | LFT/LFT/R/005 | REPLACE
LFT/LFT | LIFT | LFT/LFT/P/002 | CAR DOOR | LFT/LFT/C/009 | MISALIGN | LFT/LFT/R/003 | READJUST
LFT/LFT | LIFT | LFT/LFT/P/002 | CAR DOOR | LFT/LFT/C/001 | DAMAGE | LFT/LFT/R/005 | REPLACE
LFT/LFT | LIFT | LFT/LFT/P/002 | CAR DOOR | LFT/LFT/C/002 | DIRTY DOOR SILL | LFT/LFT/R/001 | CLEAN
LFT/LFT | LIFT | LFT/LFT/P/011 | LANDING DOOR | LFT/LFT/C/009 | MISALIGN | LFT/LFT/R/003 | READJUST
LFT/LFT | LIFT | LFT/LFT/P/011 | LANDING DOOR | LFT/LFT/C/001 | DAMAGE | LFT/LFT/R/005 | REPLACE
LFT/LFT | LIFT | LFT/LFT/P/011 | LANDING DOOR | LFT/LFT/C/002 | DIRTY DOOR SILL | LFT/LFT/R/001 | CLEAN
LFT/LFT | LIFT | LFT/LFT/P/004 | CONTROLLER | LFT/LFT/C/003 | FAULTY | LFT/LFT/R/005 | REPLACE
LFT/LFT | LIFT | LFT/LFT/P/010 | INVERTER | LFT/LFT/C/003 | FAULTY | LFT/LFT/R/005 | REPLACE
LFT/LFT | LIFT | LFT/LFT/P/012 | OIL COOLER | LFT/LFT/C/012 | NOISY | LFT/LFT/R/005 | REPLACE
LFT/LFT | LIFT | LFT/LFT/P/012 | OIL COOLER | LFT/LFT/C/014 | OVERLOAD | LFT/LFT/R/005 | REPLACE
LFT/LFT | LIFT | LFT/LFT/P/013 | OIL PUMP | LFT/LFT/C/003 | FAULTY | LFT/LFT/R/005 | REPLACE
LFT/LFT | LIFT | LFT/LFT/P/008 | HYDRAULIC TANK | LFT/LFT/C/006 | LEAKING | LFT/LFT/R/004 | REPAIR
LFT/LFT | LIFT | LFT/LFT/P/003 | CAR LIGHT | LFT/LFT/C/004 | FLICKERING / FAULTY | LFT/LFT/R/005 | REPLACE
LFT/LFT | LIFT | LFT/LFT/P/005 | COUNTERWEIGHT | LFT/LFT/C/001 | DAMAGE | LFT/LFT/R/005 | REPLACE
LFT/LFT | LIFT | LFT/LFT/P/015 | ROPE | LFT/LFT/C/001 | DAMAGE | LFT/LFT/R/005 | REPLACE
LFT/LFT | LIFT | LFT/LFT/P/016 | SHEAVE | LFT/LFT/C/001 | DAMAGE | LFT/LFT/R/005 | REPLACE
LFT/LFT | LIFT | LFT/LFT/P/009 | INTERCOM | LFT/LFT/C/008 | LOOSE CONNECTION | LFT/LFT/R/007 | TIGHTEN
ESC/ESC | Escalator System (Others) | ESC/ESC/P/001 | ACCIDENT | ESC/ESC/C/006 | NON-EQUIPMENT FAULT | ESC/ESC/R/001 | NON-EQUIPMENT FAULT
ESC/ESC | Escalator System (Others) | ESC/ESC/P/003 | COMB PLATE FAULTY | ESC/ESC/C/003 | DAMAGE | ESC/ESC/R/005 | REPLACE
ESC/ESC | Escalator System (Others) | ESC/ESC/P/009 | SAFETY DEVICE / SENSOR FAULTY | ESC/ESC/C/006 | NON-EQUIPMENT FAULT | ESC/ESC/R/001 | NON-EQUIPMENT FAULT
ESC/ESC | Escalator System (Others) | ESC/ESC/P/009 | SAFETY DEVICE / SENSOR FAULTY | ESC/ESC/C/004 | FAULTY | ESC/ESC/R/005 | REPLACE
ESC/ESC | Escalator System (Others) | ESC/ESC/P/005 | HANDRAIL FAULTY | ESC/ESC/C/008 | TENSION | ESC/ESC/R/002 | READJUST
ESC/ESC | Escalator System (Others) | ESC/ESC/P/005 | HANDRAIL FAULTY | ESC/ESC/C/002 | CRACK | ESC/ESC/R/004 | REPAIR
ESC/ESC | Escalator System (Others) | ESC/ESC/P/006 | LUBRICATE PUMP FAULTY | ESC/ESC/C/004 | FAULTY | ESC/ESC/R/005 | REPLACE
ESC/ESC | Escalator System (Others) | ESC/ESC/P/002 | AUXILIARY BRAKE FAULTY | ESC/ESC/C/001 | ACTIVATE | ESC/ESC/R/002 | READJUST
ESC/ESC | Escalator System (Others) | ESC/ESC/P/007 | OPERATION BRAKE FAULTY | ESC/ESC/C/001 | ACTIVATE | ESC/ESC/R/002 | READJUST
ESC/ESC | Escalator System (Others) | ESC/ESC/P/008 | OUT OF ORDER | ESC/ESC/C/007 | RELAY FAULTY | ESC/ESC/R/005 | REPLACE
ESC/CON | Control System / Controller | ESC/CON/P/001 | CONTROLLER FAILURE | ESC/CON/C/001 | FAULTY | ESC/CON/R/001 | REPLACE
ESC/CON | Control System / Controller | ESC/CON/P/001 | CONTROLLER FAILURE | ESC/CON/C/002 | TRIP | ESC/CON/R/002 | RESET
ESC/ESC | Escalator System (Others) | ESC/ESC/P/011 | STEP FAULTY | ESC/ESC/C/003 | DAMAGE | ESC/ESC/R/005 | REPLACE
ESC/ESC | Escalator System (Others) | ESC/ESC/P/010 | STEP CHAIN FAULTY | ESC/ESC/C/003 | DAMAGE | ESC/ESC/R/005 | REPLACE
ESC/ESC | Escalator System (Others) | ESC/ESC/P/012 | STEP ROLLER | ESC/ESC/C/003 | DAMAGE | ESC/ESC/R/005 | REPLACE
ESC/TM | Traction Motor | ESC/TM/P/001 | MOTOR FAULTY | ESC/TM/C/001 | TRIP | ESC/TM/R/001 | REPAIR
ESC/TM | Traction Motor | ESC/TM/P/001 | MOTOR FAULTY | ESC/TM/C/001 | TRIP | ESC/TM/R/002 | REPLACE
ESC/TM | Traction Motor | ESC/TM/P/002 | MOTOR SENSOR FAULTY | ESC/TM/C/002 | FAULTY | ESC/TM/R/002 | REPLACE
ESC/ESC | Escalator System (Others) | ESC/ESC/P/004 | GWS INDICATION FAULTY | ESC/ESC/C/006 | NON-EQUIPMENT FAULT | ESC/ESC/R/001 | NON-EQUIPMENT FAULT
ESC/ESC | Escalator System (Others) | ESC/ESC/P/004 | GWS INDICATION FAULTY | ESC/ESC/C/007 | RELAY FAULTY | ESC/ESC/R/005 | REPLACE
ESC/ESC | Escalator System (Others) | ESC/ESC/P/013 | YELLOW DEMARCATION | ESC/ESC/C/005 | MISSING | ESC/ESC/R/003 | REINSTATE
FPS/FAS | FIRE ALARM SYSTEM FAILURE | FPS/FAS/P/001 | ALARM VALVE | FPS/FAS/C/001 | BATTERY FAULTY | FPS/FAS/R/004 | REPLACE
FPS/FAS | FIRE ALARM SYSTEM FAILURE | FPS/FAS/P/001 | ALARM VALVE | FPS/FAS/C/001 | BATTERY FAULTY | FPS/FAS/R/006 | RESET
FPS/FAS | FIRE ALARM SYSTEM FAILURE | FPS/FAS/P/001 | ALARM VALVE | FPS/FAS/C/003 | LOOSE CONNECTION | FPS/FAS/R/007 | TIGHTEN
FPS/FAS | FIRE ALARM SYSTEM FAILURE | FPS/FAS/P/001 | ALARM VALVE | FPS/FAS/C/007 | WRONG CONNECTION | FPS/FAS/R/003 | RECONNECT
FPS/FAS | FIRE ALARM SYSTEM FAILURE | FPS/FAS/P/001 | ALARM VALVE | FPS/FAS/C/004 | NON-EQUIPMENT FAULT | FPS/FAS/R/002 | NON-EQUIPMENT FAULT
FPS/FAS | FIRE ALARM SYSTEM FAILURE | FPS/FAS/P/001 | ALARM VALVE | FPS/FAS/C/002 | DETECTOR FAULTY | FPS/FAS/R/004 | REPLACE
FPS/FAS | FIRE ALARM SYSTEM FAILURE | FPS/FAS/P/001 | ALARM VALVE | FPS/FAS/C/005 | PROGRAMMING | FPS/FAS/R/005 | REPROGRAM
FPS/FAS | FIRE ALARM SYSTEM FAILURE | FPS/FAS/P/002 | RUSTY | FPS/FAS/C/006 | WEAR AND TEAR | FPS/FAS/R/001 | DERUST & TOUCH UP PAINT
FPS/CGS | Automatic Gas Total Flooding System | FPS/CGS/P/001 | CIGP ALARM | FPS/CGS/C/001 | BATTERY FAULTY | FPS/CGS/R/004 | REPLACE
FPS/CGS | Automatic Gas Total Flooding System | FPS/CGS/P/001 | CIGP ALARM | FPS/CGS/C/001 | BATTERY FAULTY | FPS/CGS/R/006 | RESET
FPS/CGS | Automatic Gas Total Flooding System | FPS/CGS/P/001 | CIGP ALARM | FPS/CGS/C/003 | LOOSE CONNECTION | FPS/CGS/R/007 | TIGHTEN
FPS/CGS | Automatic Gas Total Flooding System | FPS/CGS/P/001 | CIGP ALARM | FPS/CGS/C/008 | WRONG CONNECTION | FPS/CGS/R/003 | RECONNECT
FPS/CGS | Automatic Gas Total Flooding System | FPS/CGS/P/001 | CIGP ALARM | FPS/CGS/C/005 | NON-EQUIPMENT FAULT | FPS/CGS/R/002 | NON-EQUIPMENT FAULT
FPS/CGS | Automatic Gas Total Flooding System | FPS/CGS/P/001 | CIGP ALARM | FPS/CGS/C/002 | DETECTOR FAULTY | FPS/CGS/R/004 | REPLACE
FPS/CGS | Automatic Gas Total Flooding System | FPS/CGS/P/001 | CIGP ALARM | FPS/CGS/C/006 | PROGRAMMING | FPS/CGS/R/005 | REPROGRAM
FPS/CGS | Automatic Gas Total Flooding System | FPS/CGS/P/002 | RUSTY | FPS/CGS/C/007 | WEAR AND TEAR | FPS/CGS/R/001 | DERUST & TOUCH UP PAINT
FPS/CGS | Automatic Gas Total Flooding System | FPS/CGS/P/003 | INERGEN CYLINDER FAULTY | FPS/CGS/C/004 | LOW PRESSURE | FPS/CGS/R/004 | REPLACE
FPS/CGS | Automatic Gas Total Flooding System | FPS/CGS/P/004 | NITROGEN CYLINDER FAULTY | FPS/CGS/C/004 | LOW PRESSURE | FPS/CGS/R/004 | REPLACE
FPS/CGS | Automatic Gas Total Flooding System | FPS/CGS/P/005 | PRESSURE GAUGE FAULTY | FPS/CGS/C/007 | WEAR AND TEAR | FPS/CGS/R/004 | REPLACE
FPS/FEX | FIRE EXTINGUISHER FAILURE | FPS/FEX/P/001 | FIRE EXTINGUISHER | FPS/FEX/C/001 | EXPIRED | FPS/FEX/R/001 | REINSPECT
FPS/FEX | FIRE EXTINGUISHER FAILURE | FPS/FEX/P/001 | FIRE EXTINGUISHER | FPS/FEX/C/001 | EXPIRED | FPS/FEX/R/002 | REPLACE
FPS/FEX | FIRE EXTINGUISHER FAILURE | FPS/FEX/P/001 | FIRE EXTINGUISHER | FPS/FEX/C/002 | LOW PRESSURE | FPS/FEX/R/002 | REPLACE
FPS/FEX | FIRE EXTINGUISHER FAILURE | FPS/FEX/P/001 | FIRE EXTINGUISHER | FPS/FEX/C/003 | PART MISSING | FPS/FEX/R/002 | REPLACE
FPS/SPS | AUTOMATIC SPRINKLER SYSTEM FAILURE | FPS/SPS/P/001 | SPRINKLER ALARM VALVE | FPS/SPS/C/001 | BATTERY FAULURE | FPS/SPS/R/005 | REPLACE
FPS/SPS | AUTOMATIC SPRINKLER SYSTEM FAILURE | FPS/SPS/P/001 | SPRINKLER ALARM VALVE | FPS/SPS/C/001 | BATTERY FAULURE | FPS/SPS/R/007 | RESET
FPS/SPS | AUTOMATIC SPRINKLER SYSTEM FAILURE | FPS/SPS/P/001 | SPRINKLER ALARM VALVE | FPS/SPS/C/005 | LOOSE CONNECTION | FPS/SPS/R/008 | TIGHTEN
FPS/SPS | AUTOMATIC SPRINKLER SYSTEM FAILURE | FPS/SPS/P/001 | SPRINKLER ALARM VALVE | FPS/SPS/C/012 | WRONG CONNECTION | FPS/SPS/R/003 | RECONNECT
FPS/SPS | AUTOMATIC SPRINKLER SYSTEM FAILURE | FPS/SPS/P/001 | SPRINKLER ALARM VALVE | FPS/SPS/C/006 | NON-EQUIPMENT FAULT | FPS/SPS/R/002 | NON-EQUIPMENT FAULT
FPS/SPS | AUTOMATIC SPRINKLER SYSTEM FAILURE | FPS/SPS/P/001 | SPRINKLER ALARM VALVE | FPS/SPS/C/002 | DETECTOR FAULTY | FPS/SPS/R/005 | REPLACE
FPS/SPS | AUTOMATIC SPRINKLER SYSTEM FAILURE | FPS/SPS/P/001 | SPRINKLER ALARM VALVE | FPS/SPS/C/008 | PROGRAMMING | FPS/SPS/R/006 | REPROGRAM
FPS/SPS | AUTOMATIC SPRINKLER SYSTEM FAILURE | FPS/SPS/P/002 | SPRINKLER PUMP WATER LEAKAGE | FPS/SPS/C/003 | GASKET FAILURE | FPS/SPS/R/005 | REPLACE
FPS/SPS | AUTOMATIC SPRINKLER SYSTEM FAILURE | FPS/SPS/P/002 | SPRINKLER PUMP WATER LEAKAGE | FPS/SPS/C/005 | LOOSE CONNECTION | FPS/SPS/R/008 | TIGHTEN
FPS/SPS | AUTOMATIC SPRINKLER SYSTEM FAILURE | FPS/SPS/P/002 | SPRINKLER PUMP WATER LEAKAGE | FPS/SPS/C/007 | PIPE DAMAGE | FPS/SPS/R/005 | REPLACE
FPS/SPS | AUTOMATIC SPRINKLER SYSTEM FAILURE | FPS/SPS/P/002 | SPRINKLER PUMP WATER LEAKAGE | FPS/SPS/C/004 | HOSEREEL LEAKING | FPS/SPS/R/008 | TIGHTEN
FPS/SPS | AUTOMATIC SPRINKLER SYSTEM FAILURE | FPS/SPS/P/003 | SPRINKLER PUMP RUSTY | FPS/SPS/C/011 | WEAR AND TEAR | FPS/SPS/R/001 | DERUST & TOUCH UP PAINT
FPS/SPS | AUTOMATIC SPRINKLER SYSTEM FAILURE | FPS/SPS/P/004 | SPRINKLER PUMP TRIP STATUS | FPS/SPS/C/009 | PUMP FAULTY | FPS/SPS/R/005 | REPLACE
FPS/SPS | AUTOMATIC SPRINKLER SYSTEM FAILURE | FPS/SPS/P/004 | SPRINKLER PUMP TRIP STATUS | FPS/SPS/C/009 | PUMP FAULTY | FPS/SPS/R/004 | REPAIR
FPS/SPS | AUTOMATIC SPRINKLER SYSTEM FAILURE | FPS/SPS/P/004 | SPRINKLER PUMPTRIP STATUS | FPS/SPS/C/010 | RELAY FAULTY | FPS/SPS/R/005 | REPLACE
FPS/DRS | DRY RISER SYSTEM FAILURE | FPS/DRS/P/001 | WATER LEAKAGE | FPS/DRS/C/001 | GASKET | FPS/DRS/R/002 | REPLACE
FPS/DRS | DRY RISER SYSTEM FAILURE | FPS/DRS/P/001 | WATER LEAKAGE | FPS/DRS/C/002 | LOOSE CONNECTION | FPS/DRS/R/003 | TIGHTEN
FPS/DRS | DRY RISER SYSTEM FAILURE | FPS/DRS/P/001 | WATER LEAKAGE | FPS/DRS/C/003 | PIPE DAMAGE | FPS/DRS/R/002 | REPLACE
FPS/DRS | DRY RISER SYSTEM FAILURE | FPS/DRS/P/001 | WATER LEAKAGE | FPS/DRS/C/004 | HOSEREEL LEAKING | FPS/DRS/R/003 | TIGHTEN
FPS/DRS | DRY RISER SYSTEM FAILURE | FPS/DRS/P/002 | RUSTY | FPS/DRS/C/005 | WEAR AND TEAR | FPS/DRS/R/001 | DERUST & TOUCH UP PAINT
FPS/FHS | FIRE HYDRANT SYSTEM FAILURE | FPS/FHS/P/003 | WATER LEAKAGE | FPS/FHS/C/001 | GASKET | FPS/FHS/R/003 | REPLACE
FPS/FHS | FIRE HYDRANT SYSTEM FAILURE | FPS/FHS/P/003 | WATER LEAKAGE | FPS/FHS/C/003 | LOOSE CONNECTION | FPS/FHS/R/004 | TIGHTEN
FPS/FHS | FIRE HYDRANT SYSTEM FAILURE | FPS/FHS/P/003 | WATER LEAKAGE | FPS/FHS/C/004 | PIPE DAMAGE | FPS/FHS/R/003 | REPLACE
FPS/FHS | FIRE HYDRANT SYSTEM FAILURE | FPS/FHS/P/003 | WATER LEAKAGE | FPS/FHS/C/002 | HOSEREEL LEAKING | FPS/FHS/R/004 | TIGHTEN
FPS/FHS | FIRE HYDRANT SYSTEM FAILURE | FPS/FHS/P/001 | RUSTY | FPS/FHS/C/007 | WEAR AND TEAR | FPS/FHS/R/001 | DERUST & TOUCH UP PAINT
FPS/FHS | FIRE HYDRANT SYSTEM FAILURE | FPS/FHS/P/002 | TRIP STATUS | FPS/FHS/C/005 | PUMP FAULTY | FPS/FHS/R/003 | REPLACE
FPS/FHS | FIRE HYDRANT SYSTEM FAILURE | FPS/FHS/P/002 | TRIP STATUS | FPS/FHS/C/005 | PUMP FAULTY | FPS/FHS/R/002 | REPAIR
FPS/FHS | FIRE HYDRANT SYSTEM FAILURE | FPS/FHS/P/002 | TRIP STATUS | FPS/FHS/C/006 | RELAY FAULTY | FPS/FHS/R/003 | REPLACE
FPS/FHS | FIRE HYDRANT SYSTEM FAILURE | FPS/FHS/P/003 | WATER LEAKAGE | FPS/FHS/C/001 | GASKET | FPS/FHS/R/003 | REPLACE
FPS/FHS | FIRE HYDRANT SYSTEM FAILURE | FPS/FHS/P/003 | WATER LEAKAGE | FPS/FHS/C/003 | LOOSE CONNECTION | FPS/FHS/R/004 | TIGHTEN
FPS/FHS | FIRE HYDRANT SYSTEM FAILURE | FPS/FHS/P/003 | WATER LEAKAGE | FPS/FHS/C/004 | PIPE DAMAGE | FPS/FHS/R/003 | REPLACE
FPS/FHS | FIRE HYDRANT SYSTEM FAILURE | FPS/FHS/P/003 | WATER LEAKAGE | FPS/FHS/C/002 | HOSEREEL LEAKING | FPS/FHS/R/004 | TIGHTEN
FPS/FHS | FIRE HYDRANT SYSTEM FAILURE | FPS/FHS/P/001 | RUSTY | FPS/FHS/C/007 | WEAR AND TEAR | FPS/FHS/R/001 | DERUST & TOUCH UP PAINT
FPS/HRS | HOSEREEL SYSTEM FAILURE | FPS/HRS/P/001 | FIRE HOSEREEL WATER LEAKAGE | FPS/HRS/C/001 | GASKET FAULTY | FPS/HRS/R/003 | REPLACE
FPS/HRS | HOSEREEL SYSTEM FAILURE | FPS/HRS/P/001 | FIRE HOSEREEL WATER LEAKAGE | FPS/HRS/C/003 | LOOSE CONNECTION | FPS/HRS/R/004 | TIGHTEN
FPS/HRS | HOSEREEL SYSTEM FAILURE | FPS/HRS/P/001 | FIRE HOSEREEL WATER LEAKAGE | FPS/HRS/C/004 | PIPE DAMAGE | FPS/HRS/R/003 | REPLACE
FPS/HRS | HOSEREEL SYSTEM FAILURE | FPS/HRS/P/001 | FIRE HOSEREEL WATER LEAKAGE | FPS/HRS/C/002 | HOSEREEL LEAKING | FPS/HRS/R/004 | TIGHTEN
FPS/HRS | HOSEREEL SYSTEM FAILURE | FPS/HRS/P/004 | RUSTY | FPS/HRS/C/007 | WEAR AND TEAR | FPS/HRS/R/001 | DERUST & TOUCH UP PAINT
FPS/HRS | HOSEREEL SYSTEM FAILURE | FPS/HRS/P/002 | HOSEREEL PUMP TRIP STATUS | FPS/HRS/C/005 | PUMP FAULTY | FPS/HRS/R/003 | REPLACE
FPS/HRS | HOSEREEL SYSTEM FAILURE | FPS/HRS/P/002 | HOSEREEL PUMP TRIP STATUS | FPS/HRS/C/005 | PUMP FAULTY | FPS/HRS/R/002 | REPAIR
FPS/HRS | HOSEREEL SYSTEM FAILURE | FPS/HRS/P/002 | HOSEREEL PUMP TRIP STATUS | FPS/HRS/C/006 | RELAY FAULTY | FPS/HRS/R/003 | REPLACE
FPS/HRS | HOSEREEL SYSTEM FAILURE | FPS/HRS/P/003 | HOSERREL WATER LEAKAGE | FPS/HRS/C/001 | GASKET FAULTY | FPS/HRS/R/003 | REPLACE
FPS/HRS | HOSEREEL SYSTEM FAILURE | FPS/HRS/P/003 | HOSERREL WATER LEAKAGE | FPS/HRS/C/003 | LOOSE CONNECTION | FPS/HRS/R/004 | TIGHTEN
FPS/HRS | HOSEREEL SYSTEM FAILURE | FPS/HRS/P/003 | HOSERREL WATER LEAKAGE | FPS/HRS/C/004 | PIPE DAMAGE | FPS/HRS/R/003 | REPLACE
FPS/HRS | HOSEREEL SYSTEM FAILURE | FPS/HRS/P/003 | HOSERREL WATER LEAKAGE | FPS/HRS/C/002 | HOSEREEL LEAKING | FPS/HRS/R/004 | TIGHTEN
FPS/HRS | HOSEREEL SYSTEM FAILURE | FPS/HRS/P/004 | RUSTY | FPS/HRS/C/007 | WEAR AND TEAR | FPS/HRS/R/001 | DERUST & TOUCH UP PAINT
ECS/ACV | AIR CONDITIONING SYSTEM FAILURE | ECS/ACV/P/001 | A/C MAKEUP SYSTEM | ECS/ACV/C/027 | USER SWITCH MODE | ECS/ACV/R/017 | SWITCH BACK MODE AT LOCAL MOTOR CONTROL PANEL
ECS/ACV | AIR CONDITIONING SYSTEM FAILURE | ECS/ACV/P/001 | A/C MAKEUP SYSTEM | ECS/ACV/C/021 | POWER TRIP | ECS/ACV/R/014 | RESET
ECS/ACV | AIR CONDITIONING SYSTEM FAILURE | ECS/ACV/P/001 | A/C MAKEUP SYSTEM | ECS/ACV/C/035 | WATER_LEVEL | ECS/ACV/C/004 | CHECK FLOAT VALVE AND OVERFLOW PIPE
ECS/ACV | AIR CONDITIONING SYSTEM FAILURE | ECS/ACV/P/002 | AIR HANDLING UNIT FAILURE | ECS/ACV/C/015 | OVERCURRENT | ECS/ACV/R/013 | REPLACE
ECS/ACV | AIR CONDITIONING SYSTEM FAILURE | ECS/ACV/P/002 | AIR HANDLING UNIT FAILURE | ECS/ACV/C/015 | OVERCURRENT | ECS/ACV/R/007 | CHECK MOTOR
ECS/ACV | AIR CONDITIONING SYSTEM FAILURE | ECS/ACV/P/002 | AIR HANDLING UNIT FAILURE | ECS/ACV/C/011 | FUSE BLOWN | ECS/ACV/R/013 | REPLACE
ECS/ACV | AIR CONDITIONING SYSTEM FAILURE | ECS/ACV/P/002 | AIR HANDLING UNIT FAILURE | ECS/ACV/C/011 | FUSE BLOWN | ECS/ACV/R/013 | REPLACE
ECS/ACV | AIR CONDITIONING SYSTEM FAILURE | ECS/ACV/P/002 | AIR HANDLING UNIT FAILURE | ECS/ACV/C/027 | USER SWITCH MODE | ECS/ACV/R/017 | SWITCH BACK MODE AT LOCAL MOTOR CONTROL PANEL
ECS/ACV | AIR CONDITIONING SYSTEM FAILURE | ECS/ACV/P/002 | AIR HANDLING UNIT FAILURE | ECS/ACV/C/010 | FILTER DIRTY | ECS/ACV/R/008 | CLEAN FILTER
ECS/ACV | AIR CONDITIONING SYSTEM FAILURE | ECS/ACV/P/002 | AIR HANDLING UNIT FAILURE | ECS/ACV/C/021 | POWER TRIP | ECS/ACV/R/014 | RESET
ECS/ACV | AIR CONDITIONING SYSTEM FAILURE | ECS/ACV/P/002 | AIR HANDLING UNIT FAILURE | ECS/ACV/C/001 | ANSWER BACK ERROR | ECS/ACV/R/001 | ANSWER BACK ERROR
ECS/ACV | AIR CONDITIONING SYSTEM FAILURE | ECS/ACV/P/002 | AIR HANDLING UNIT FAILURE | ECS/ACV/C/005 | E-STOP PRESSED | ECS/ACV/R/014 | RESET
ECS/ACV | AIR CONDITIONING SYSTEM FAILURE | ECS/ACV/P/002 | AIR HANDLING UNIT FAILURE | ECS/ACV/C/010 | FILTER DIRTY | ECS/ACV/R/013 | REPLACE
ECS/ACV | AIR CONDITIONING SYSTEM FAILURE | ECS/ACV/P/002 | AIR HANDLING UNIT FAILURE | ECS/ACV/C/009 | FILTER CLOG ALARM | ECS/ACV/R/014 | RESET
ECS/ACV | AIR CONDITIONING SYSTEM FAILURE | ECS/ACV/P/002 | AIR HANDLING UNIT FAILURE | ECS/ACV/C/022 | SMOKE DETECTOR ALARM | ECS/ACV/R/014 | RESET
ECS/ACV | AIR CONDITIONING SYSTEM FAILURE | ECS/ACV/P/002 | AIR HANDLING UNIT FAILURE | ECS/ACV/C/024 | TRIP ALARM | ECS/ACV/R/014 | RESET
ECS/ACV | AIR CONDITIONING SYSTEM FAILURE | ECS/ACV/P/002 | AIR HANDLING UNIT FAILURE | ECS/ACV/C/032 | WATER DETECTION ALARM | ECS/ACV/R/014 | RESET
ECS/ACV | AIR CONDITIONING SYSTEM FAILURE | ECS/ACV/P/003 | CHILLED WATER PUMP | ECS/ACV/C/015 | OVERCURRENT | ECS/ACV/R/013 | REPLACE
ECS/ACV | AIR CONDITIONING SYSTEM FAILURE | ECS/ACV/P/003 | CHILLED WATER PUMP | ECS/ACV/C/015 | OVERCURRENT | ECS/ACV/R/013 | REPLACE
ECS/ACV | AIR CONDITIONING SYSTEM FAILURE | ECS/ACV/P/003 | CHILLED WATER PUMP | ECS/ACV/C/027 | USER SWITCH MODE | ECS/ACV/R/017 | SWITCH BACK MODE AT LOCAL MOTOR CONTROL PANEL
ECS/ACV | AIR CONDITIONING SYSTEM FAILURE | ECS/ACV/P/003 | CHILLED WATER PUMP | ECS/ACV/C/021 | POWER TRIP | ECS/ACV/R/014 | RESET
ECS/ACV | AIR CONDITIONING SYSTEM FAILURE | ECS/ACV/P/003 | CHILLED WATER PUMP | ECS/ACV/C/035 | WATER_LEVEL | ECS/ACV/R/005 | CHECK FLOAT VALVE AND OVERFLOW PIPE ARE WORKING
ECS/ACV | AIR CONDITIONING SYSTEM FAILURE | ECS/ACV/P/003 | CHILLED WATER PUMP | ECS/ACV/C/001 | ANSWER BACK ERROR | ECS/ACV/R/001 | ANSWER BACK ERROR
ECS/ACV | AIR CONDITIONING SYSTEM FAILURE | ECS/ACV/P/003 | CHILLED WATER PUMP | ECS/ACV/C/005 | E-STOP PRESSED | ECS/ACV/R/014 | RESET
ECS/ACV | AIR CONDITIONING SYSTEM FAILURE | ECS/ACV/P/003 | CHILLED WATER PUMP | ECS/ACV/C/024 | TRIP ALARM | ECS/ACV/R/002 | CHECK AND RESET
ECS/ACV | AIR CONDITIONING SYSTEM FAILURE | ECS/ACV/P/003 | CHILLED WATER PUMP | ECS/ACV/C/001 | ANSWER BACK ERROR | ECS/ACV/R/002 | CHECK AND RESET
ECS/ACV | AIR CONDITIONING SYSTEM FAILURE | ECS/ACV/P/006 | COOLING TOWER | ECS/ACV/C/027 | USER SWITCH MODE | ECS/ACV/R/017 | SWITCH BACK MODE AT LOCAL MOTOR CONTROL PANEL
ECS/ACV | AIR CONDITIONING SYSTEM FAILURE | ECS/ACV/P/006 | COOLING TOWER | ECS/ACV/C/026 | UPSTREAM POWER SUPPLY INTERRUPTED | ECS/ACV/R/014 | RESET
ECS/ACV | AIR CONDITIONING SYSTEM FAILURE | ECS/ACV/P/006 | COOLING TOWER | ECS/ACV/C/035 | WATER_LEVEL | ECS/ACV/R/005 | CHECK FLOAT VALVE AND OVERFLOW PIPE ARE WORKING
ECS/ACV | AIR CONDITIONING SYSTEM FAILURE | ECS/ACV/P/006 | COOLING TOWER | ECS/ACV/C/021 | POWER TRIP | ECS/ACV/R/014 | RESET
ECS/ACV | AIR CONDITIONING SYSTEM FAILURE | ECS/ACV/P/006 | COOLING TOWER | ECS/ACV/C/001 | ANSWER BACK ERROR | ECS/ACV/R/001 | ANSWER BACK ERROR
ECS/ACV | AIR CONDITIONING SYSTEM FAILURE | ECS/ACV/P/006 | COOLING TOWER | ECS/ACV/C/005 | E-STOP PRESSED | ECS/ACV/R/014 | RESET
ECS/ACV | AIR CONDITIONING SYSTEM FAILURE | ECS/ACV/P/006 | COOLING TOWER | ECS/ACV/C/012 | HIGH LEVEL ALARM | ECS/ACV/R/002 | CHECK AND RESET
ECS/ACV | AIR CONDITIONING SYSTEM FAILURE | ECS/ACV/P/006 | COOLING TOWER | ECS/ACV/C/024 | TRIP ALARM | ECS/ACV/R/019 | TRIP ALARM
ECS/ACV | AIR CONDITIONING SYSTEM FAILURE | ECS/ACV/P/006 | COOLING TOWER | ECS/ACV/C/034 | WATER LOW LEVEL | ECS/ACV/R/021 | WATER LOW LEVEL
ECS/ACV | AIR CONDITIONING SYSTEM FAILURE | ECS/ACV/P/011 | MAKE UP WATER | ECS/ACV/C/012 | HIGH LEVEL ALARM | ECS/ACV/R/002 | CHECK AND RESET
ECS/ACV | AIR CONDITIONING SYSTEM FAILURE | ECS/ACV/P/011 | MAKE UP WATER | ECS/ACV/C/034 | WATER LOW LEVEL | ECS/ACV/R/018 | TOP UP WATER
ECS/ACV | AIR CONDITIONING SYSTEM FAILURE | ECS/ACV/P/005 | CONDENSER WATER PUMP | ECS/ACV/C/021 | POWER TRIP | ECS/ACV/R/014 | RESET
ECS/ACV | AIR CONDITIONING SYSTEM FAILURE | ECS/ACV/P/005 | CONDENSER WATER PUMP | ECS/ACV/C/027 | USER SWITCH MODE | ECS/ACV/R/017 | SWITCH BACK MODE AT LOCAL MOTOR CONTROL PANEL
ECS/ACV | AIR CONDITIONING SYSTEM FAILURE | ECS/ACV/P/004 | CONDENSATE RETURN TRANSFER PUMP | ECS/ACV/C/027 | USER SWITCH MODE | ECS/ACV/R/017 | SWITCH BACK MODE AT LOCAL MOTOR CONTROL PANEL
ECS/ACV | AIR CONDITIONING SYSTEM FAILURE | ECS/ACV/P/004 | CONDENSATE RETURN TRANSFER PUMP | ECS/ACV/C/021 | POWER TRIP | ECS/ACV/R/014 | RESET
ECS/ACV | AIR CONDITIONING SYSTEM FAILURE | ECS/ACV/P/004 | CONDENSATE RETURN TRANSFER PUMP | ECS/ACV/C/004 | CONDENSATE RETURN TRANSFER TANK HIGH | ECS/ACV/R/015 | RUN CONDENSATE PUMP
ECS/ACV | AIR CONDITIONING SYSTEM FAILURE | ECS/ACV/P/009 | EXPANSION TANK | ECS/ACV/C/034 | WATER LOW LEVEL | ECS/ACV/R/021 | WATER LOW LEVEL
ECS/ACV | AIR CONDITIONING SYSTEM FAILURE | ECS/ACV/P/009 | EXPANSION TANK | ECS/ACV/C/012 | HIGH LEVEL ALARM | ECS/ACV/R/010 | HIGH LEVEL ALARM
ECS/ACV | AIR CONDITIONING SYSTEM FAILURE | ECS/ACV/P/010 | FAN COIL UNIT | ECS/ACV/C/025 | TRIP/FAULT ALARM | ECS/ACV/R/013 | REPLACE
ECS/ACV | AIR CONDITIONING SYSTEM FAILURE | ECS/ACV/P/010 | FAN COIL UNIT | ECS/ACV/C/025 | TRIP/FAULT ALARM | ECS/ACV/R/007 | CHECK MOTOR
ECS/ACV | AIR CONDITIONING SYSTEM FAILURE | ECS/ACV/P/010 | FAN COIL UNIT | ECS/ACV/C/025 | TRIP/FAULT ALARM | ECS/ACV/R/013 | REPLACE
ECS/ACV | AIR CONDITIONING SYSTEM FAILURE | ECS/ACV/P/010 | FAN COIL UNIT | ECS/ACV/C/025 | TRIP/FAULT ALARM | ECS/ACV/R/007 | CHECK MOTOR
ECS/ACV | AIR CONDITIONING SYSTEM FAILURE | ECS/ACV/P/010 | FAN COIL UNIT | ECS/ACV/C/008 | FAN COIL UNIT WATER DETECTION | ECS/ACV/R/016 | STOP AIRCON UNIT FROM RUNNING
ECS/ACV | AIR CONDITIONING SYSTEM FAILURE | ECS/ACV/P/010 | FAN COIL UNIT | ECS/ACV/C/006 | FAN COIL UNIT IN LOCAL MODE | ECS/ACV/R/017 | SWITCH BACK MODE AT LOCAL MOTOR CONTROL PANEL
ECS/ACV | AIR CONDITIONING SYSTEM FAILURE | ECS/ACV/P/010 | FAN COIL UNIT | ECS/ACV/C/007 | FAN COIL UNIT TRIP | ECS/ACV/R/014 | RESET
ECS/ACV | AIR CONDITIONING SYSTEM FAILURE | ECS/ACV/P/010 | FAN COIL UNIT | ECS/ACV/C/001 | ANSWER BACK ERROR | ECS/ACV/R/001 | ANSWER BACK ERROR
ECS/ACV | AIR CONDITIONING SYSTEM FAILURE | ECS/ACV/P/010 | FAN COIL UNIT | ECS/ACV/C/024 | TRIP ALARM | ECS/ACV/R/019 | TRIP ALARM
ECS/ACV | AIR CONDITIONING SYSTEM FAILURE | ECS/ACV/P/010 | FAN COIL UNIT | ECS/ACV/C/032 | WATER DETECTION ALARM | ECS/ACV/R/020 | WATER DETECTION ALARM
ECS/ACV | AIR CONDITIONING SYSTEM FAILURE | ECS/ACV/P/010 | FAN COIL UNIT | ECS/ACV/C/001 | ANSWER BACK ERROR | ECS/ACV/R/001 | ANSWER BACK ERROR
ECS/ACV | AIR CONDITIONING SYSTEM FAILURE | ECS/ACV/P/010 | FAN COIL UNIT | ECS/ACV/C/024 | TRIP ALARM | ECS/ACV/R/019 | TRIP ALARM
ECS/ACV | AIR CONDITIONING SYSTEM FAILURE | ECS/ACV/P/010 | FAN COIL UNIT | ECS/ACV/C/032 | WATER DETECTION ALARM | ECS/ACV/R/020 | WATER DETECTION ALARM
ECS/ACV | AIR CONDITIONING SYSTEM FAILURE | ECS/ACV/P/012 | MOTORISED VALVE | ECS/ACV/C/014 | NON-EQUIPMENT FAULT | ECS/ACV/R/011 | NON-EQUIPMENT FAULT
ECS/ACV | AIR CONDITIONING SYSTEM FAILURE | ECS/ACV/P/007 | COOLING TOWER MAKE-UP WATER PUMP | ECS/ACV/C/002 | BLOWER MOTOR FAULTY | ECS/ACV/R/013 | REPLACE
ECS/ACV | AIR CONDITIONING SYSTEM FAILURE | ECS/ACV/P/008 | COOLING TOWER MAKE-UP WATER TANK | ECS/ACV/C/033 | WATER LEVEL SENSOR ACTIVATE | ECS/ACV/R/009 | CLEAR DRAINAGE
ECS/ACV | AIR CONDITIONING SYSTEM FAILURE | ECS/ACV/P/008 | COOLING TOWER MAKE-UP WATER TANK | ECS/ACV/C/023 | SOLENOID VALVE UNABLE TO OPEN | ECS/ACV/R/013 | REPLACE
ECS/ACV | AIR CONDITIONING SYSTEM FAILURE | ECS/ACV/P/008 | COOLING TOWER MAKE-UP WATER TANK | ECS/ACV/C/013 | MOTOR FAULTY | ECS/ACV/R/012 | OVERHAUL / REWIND
ECS/ACV | AIR CONDITIONING SYSTEM FAILURE | ECS/ACV/P/013 | PACKAGED CONDENSING UNIT | ECS/ACV/C/025 | TRIP/FAULT ALARM | ECS/ACV/R/013 | REPLACE
ECS/ACV | AIR CONDITIONING SYSTEM FAILURE | ECS/ACV/P/013 | PACKAGED CONDENSING UNIT | ECS/ACV/C/025 | TRIP/FAULT ALARM | ECS/ACV/R/007 | CHECK MOTOR
ECS/ACV | AIR CONDITIONING SYSTEM FAILURE | ECS/ACV/P/013 | PACKAGED CONDENSING UNIT | ECS/ACV/C/017 | PACKAGE CONDENSING UNIT TRIP | ECS/ACV/R/014 | RESET
ECS/ACV | AIR CONDITIONING SYSTEM FAILURE | ECS/ACV/P/013 | PACKAGED CONDENSING UNIT | ECS/ACV/C/016 | PACKAGE CONDENSING UNIT MODE SWITCH | ECS/ACV/R/017 | SWITCH BACK MODE AT LOCAL MOTOR CONTROL PANEL
ECS/ACV | AIR CONDITIONING SYSTEM FAILURE | ECS/ACV/P/014 | PACKAGED EVAPORATOR UNIT | ECS/ACV/C/025 | TRIP/FAULT ALARM | ECS/ACV/R/013 | REPLACE
ECS/ACV | AIR CONDITIONING SYSTEM FAILURE | ECS/ACV/P/014 | PACKAGED EVAPORATOR UNIT | ECS/ACV/C/025 | TRIP/FAULT ALARM | ECS/ACV/R/007 | CHECK MOTOR
ECS/ACV | AIR CONDITIONING SYSTEM FAILURE | ECS/ACV/P/014 | PACKAGED EVAPORATOR UNIT | ECS/ACV/C/019 | PACKAGE EVAPORATOR UNIT TRIP | ECS/ACV/R/014 | RESET
ECS/ACV | AIR CONDITIONING SYSTEM FAILURE | ECS/ACV/P/014 | PACKAGED EVAPORATOR UNIT | ECS/ACV/C/018 | PACKAGE EVAPORATOR UNIT MODE SWITCH | ECS/ACV/R/017 | SWITCH BACK MODE AT LOCAL MOTOR CONTROL PANEL
ECS/ACV | AIR CONDITIONING SYSTEM FAILURE | ECS/ACV/P/014 | PACKAGED EVAPORATOR UNIT | ECS/ACV/C/020 | PACKAGE EVAPORATOR UNIT WATER DETECTION | ECS/ACV/R/016 | STOP AIRCON UNIT FROM RUNNING
ECS/ACV | AIR CONDITIONING SYSTEM FAILURE | ECS/ACV/P/015 | WATER COOLED CHILLER | ECS/ACV/C/025 | TRIP/FAULT ALARM | ECS/ACV/R/013 | REPLACE
ECS/ACV | AIR CONDITIONING SYSTEM FAILURE | ECS/ACV/P/015 | WATER COOLED CHILLER | ECS/ACV/C/030 | WATER COOLED CHILLER REFRIGERANT ALARM | ECS/ACV/R/006 | CHECK FOR REFRIGERANT LEAK FRO CHILLER
ECS/ACV | AIR CONDITIONING SYSTEM FAILURE | ECS/ACV/P/015 | WATER COOLED CHILLER | ECS/ACV/C/029 | WATER COOLED CHILLER IN LOCAL MODE | ECS/ACV/R/017 | SWITCH BACK MODE AT LOCAL MOTOR CONTROL PANEL
ECS/ACV | AIR CONDITIONING SYSTEM FAILURE | ECS/ACV/P/015 | WATER COOLED CHILLER | ECS/ACV/C/028 | WATER COOLED CHILLER DIFFERENTIAL PRESSURE SWITCH | ECS/ACV/R/003 | CHECK CHW/CW PUMP IS IT RUNNING.
ECS/ACV | AIR CONDITIONING SYSTEM FAILURE | ECS/ACV/P/015 | WATER COOLED CHILLER | ECS/ACV/C/031 | WATER COOLED CHILLER TRIP | ECS/ACV/R/014 | RESET
ECS/ACV | AIR CONDITIONING SYSTEM FAILURE | ECS/ACV/P/015 | WATER COOLED CHILLER | ECS/ACV/C/024 | TRIP ALARM | ECS/ACV/R/019 | TRIP ALARM
ECS/ACV | AIR CONDITIONING SYSTEM FAILURE | ECS/ACV/P/015 | WATER COOLED CHILLER | ECS/ACV/C/003 | CHECK FOR REFRIGERANT LEAK FOR CHILLER | ECS/ACV/R/006 | CHECK FOR REFRIGERANT LEAK FRO CHILLER
ECS/ACV | AIR CONDITIONING SYSTEM FAILURE | ECS/ACV/P/015 | WATER COOLED CHILLER | ECS/ACV/C/001 | ANSWER BACK ERROR | ECS/ACV/R/001 | ANSWER BACK ERROR
ECS/MVS | MECHANICAL VENTILATION SYSTEM FAILURE | ECS/MVS/P/001 | EXHAUST FAN HIGH TEMPERATURE | ECS/MVS/C/018 | NON-EQUIPMENT FAULT | ECS/MVS/R/004 | NON-EQUIPMENT FAULT
ECS/MVS | MECHANICAL VENTILATION SYSTEM FAILURE | ECS/MVS/P/001 | EXHAUST FAN HIGH TEMPERATURE | ECS/MVS/C/014 | INSUFFICIENT GAS | ECS/MVS/R/012 | TOP UP GAS
ECS/MVS | MECHANICAL VENTILATION SYSTEM FAILURE | ECS/MVS/P/001 | EXHAUST FAN HIGH TEMPERATURE | ECS/MVS/C/019 | REFRIGERANT PIPE LEAK | ECS/MVS/R/007 | PIPE BRAZING
ECS/MVS | MECHANICAL VENTILATION SYSTEM FAILURE | ECS/MVS/P/001 | EXHAUST FAN HIGH TEMPERATURE | ECS/MVS/C/012 | FILTER DIRTY | ECS/MVS/R/001 | CLEAN
ECS/MVS | MECHANICAL VENTILATION SYSTEM FAILURE | ECS/MVS/P/001 | EXHAUST FAN HIGH TEMPERATURE | ECS/MVS/C/012 | FILTER DIRTY | ECS/MVS/R/009 | REPLACE
ECS/MVS | MECHANICAL VENTILATION SYSTEM FAILURE | ECS/MVS/P/001 | EXHAUST FAN HIGH TEMPERATURE | ECS/MVS/C/003 | CARD FAULTY | ECS/MVS/R/009 | REPLACE
ECS/MVS | MECHANICAL VENTILATION SYSTEM FAILURE | ECS/MVS/P/001 | EXHAUST FAN HIGH TEMPERATURE | ECS/MVS/C/004 | CARD HANG | ECS/MVS/R/011 | RESET
ECS/MVS | MECHANICAL VENTILATION SYSTEM FAILURE | ECS/MVS/P/001 | EXHAUST FAN HIGH TEMPERATURE | ECS/MVS/C/006 | COMPRESSOR FAULTY | ECS/MVS/R/009 | REPLACE
ECS/MVS | MECHANICAL VENTILATION SYSTEM FAILURE | ECS/MVS/P/001 | EXHAUST FAN HIGH TEMPERATURE | ECS/MVS/C/022 | SOLENOID VALVE UNABLE TO OPEN | ECS/MVS/R/009 | REPLACE
ECS/MVS | MECHANICAL VENTILATION SYSTEM FAILURE | ECS/MVS/P/001 | EXHAUST FAN HIGH TEMPERATURE | ECS/MVS/C/005 | COIL THEMISTER | ECS/MVS/R/009 | REPLACE
ECS/MVS | MECHANICAL VENTILATION SYSTEM FAILURE | ECS/MVS/P/001 | EXHAUST FAN HIGH TEMPERATURE | ECS/MVS/C/024 | VALVE STUCK | ECS/MVS/R/011 | RESET
ECS/MVS | MECHANICAL VENTILATION SYSTEM FAILURE | ECS/MVS/P/001 | EXHAUST FAN HIGH TEMPERATURE | ECS/MVS/C/023 | VALVE FAULTY | ECS/MVS/R/009 | REPLACE
ECS/MVS | MECHANICAL VENTILATION SYSTEM FAILURE | ECS/MVS/P/001 | EXHAUST FAN HIGH TEMPERATURE | ECS/MVS/C/009 | CONTROL SETTING | ECS/MVS/R/010 | REPROGRAM
ECS/MVS | MECHANICAL VENTILATION SYSTEM FAILURE | ECS/MVS/P/001 | EXHAUST FAN HIGH TEMPERATURE | ECS/MVS/C/021 | SENSOR | ECS/MVS/R/009 | REPLACE
ECS/MVS | MECHANICAL VENTILATION SYSTEM FAILURE | ECS/MVS/P/002 | EXHAUST FAN TRIP STATUS | ECS/MVS/C/018 | NON-EQUIPMENT FAULT | ECS/MVS/R/004 | NON-EQUIPMENT FAULT
ECS/MVS | MECHANICAL VENTILATION SYSTEM FAILURE | ECS/MVS/P/002 | EXHAUST FAN TRIP STATUS | ECS/MVS/C/003 | CARD FAULTY | ECS/MVS/R/009 | REPLACE
ECS/MVS | MECHANICAL VENTILATION SYSTEM FAILURE | ECS/MVS/P/002 | EXHAUST FAN TRIP STATUS | ECS/MVS/C/004 | CARD HANG | ECS/MVS/R/011 | RESET
ECS/MVS | MECHANICAL VENTILATION SYSTEM FAILURE | ECS/MVS/P/002 | EXHAUST FAN TRIP STATUS | ECS/MVS/C/006 | COMPRESSOR FAULTY | ECS/MVS/R/009 | REPLACE
ECS/MVS | MECHANICAL VENTILATION SYSTEM FAILURE | ECS/MVS/P/002 | EXHAUST FAN TRIP STATUS | ECS/MVS/C/013 | FIRE ALARM ACTIVATE | ECS/MVS/R/004 | NON-EQUIPMENT FAULT
ECS/MVS | MECHANICAL VENTILATION SYSTEM FAILURE | ECS/MVS/P/002 | EXHAUST FAN TRIP STATUS | ECS/MVS/C/002 | BLOWER MOTOR FAULTY | ECS/MVS/R/009 | REPLACE
ECS/MVS | MECHANICAL VENTILATION SYSTEM FAILURE | ECS/MVS/P/002 | EXHAUST FAN TRIP STATUS | ECS/MVS/C/025 | WATER LEVEL SENSOR ACTIVATE | ECS/MVS/R/002 | CLEAR DRAINAGE
ECS/MVS | MECHANICAL VENTILATION SYSTEM FAILURE | ECS/MVS/P/002 | EXHAUST FAN TRIP STATUS | ECS/MVS/C/022 | SOLENOID VALVE UNABLE TO OPEN | ECS/MVS/R/009 | REPLACE
ECS/MVS | MECHANICAL VENTILATION SYSTEM FAILURE | ECS/MVS/P/002 | EXHAUST FAN TRIP STATUS | ECS/MVS/C/017 | MOTOR FAULTY | ECS/MVS/R/006 | OVERHAUL / REWIND
ECS/MVS | MECHANICAL VENTILATION SYSTEM FAILURE | ECS/MVS/P/002 | EXHAUST FAN TRIP STATUS | ECS/MVS/C/017 | MOTOR FAULTY | ECS/MVS/R/009 | REPLACE
ECS/MVS | MECHANICAL VENTILATION SYSTEM FAILURE | ECS/MVS/P/002 | EXHAUST FAN TRIP STATUS | ECS/MVS/C/015 | MECHANICAL OPERATE VALVE FAULTY | ECS/MVS/R/009 | REPLACE
ECS/MVS | MECHANICAL VENTILATION SYSTEM FAILURE | ECS/MVS/P/002 | EXHAUST FAN TRIP STATUS | ECS/MVS/C/007 | CONTROL CARD | ECS/MVS/R/009 | REPLACE
ECS/MVS | MECHANICAL VENTILATION SYSTEM FAILURE | ECS/MVS/P/002 | EXHAUST FAN TRIP STATUS | ECS/MVS/C/021 | SENSOR | ECS/MVS/R/009 | REPLACE
ECS/MVS | MECHANICAL VENTILATION SYSTEM FAILURE | ECS/MVS/P/003 | EXHAUST FAN UNABLE TO OPERATE | ECS/MVS/C/007 | CONTROL CARD | ECS/MVS/R/009 | REPLACE
ECS/MVS | MECHANICAL VENTILATION SYSTEM FAILURE | ECS/MVS/P/003 | EXHAUST FAN UNABLE TO OPERATE | ECS/MVS/C/008 | CONTROL IS IN CENTRAL MODE | ECS/MVS/R/010 | REPROGRAM
ECS/MVS | MECHANICAL VENTILATION SYSTEM FAILURE | ECS/MVS/P/003 | EXHAUST FAN UNABLE TO OPERATE | ECS/MVS/C/020 | REMOTE CONTROL FAULTY | ECS/MVS/R/009 | REPLACE
ECS/MVS | MECHANICAL VENTILATION SYSTEM FAILURE | ECS/MVS/P/003 | EXHAUST FAN UNABLE TO OPERATE | ECS/MVS/C/018 | NON-EQUIPMENT FAULT | ECS/MVS/R/004 | NON-EQUIPMENT FAULT
ECS/MVS | MECHANICAL VENTILATION SYSTEM FAILURE | ECS/MVS/P/003 | EXHAUST FAN UNABLE TO OPERATE | ECS/MVS/C/017 | MOTOR FAULTY | ECS/MVS/R/006 | OVERHAUL / REWIND
ECS/MVS | MECHANICAL VENTILATION SYSTEM FAILURE | ECS/MVS/P/003 | EXHAUST FAN UNABLE TO OPERATE | ECS/MVS/C/017 | MOTOR FAULTY | ECS/MVS/R/009 | REPLACE
ECS/MVS | MECHANICAL VENTILATION SYSTEM FAILURE | ECS/MVS/P/003 | EXHAUST FAN UNABLE TO OPERATE | ECS/MVS/C/015 | MECHANICAL OPERATE VALVE FAULTY | ECS/MVS/R/009 | REPLACE
ECS/MVS | MECHANICAL VENTILATION SYSTEM FAILURE | ECS/MVS/P/004 | EXHAUST FAN NOISY | ECS/MVS/C/010 | DIRTY | ECS/MVS/R/001 | CLEAN
ECS/MVS | MECHANICAL VENTILATION SYSTEM FAILURE | ECS/MVS/P/004 | EXHAUST FAN NOISY | ECS/MVS/C/016 | MOTOR BEARING | ECS/MVS/R/009 | REPLACE
ECS/MVS | MECHANICAL VENTILATION SYSTEM FAILURE | ECS/MVS/P/004 | EXHAUST FAN NOISY | ECS/MVS/C/016 | MOTOR BEARING | ECS/MVS/R/005 | OVERHAUL
ECS/MVS | MECHANICAL VENTILATION SYSTEM FAILURE | ECS/MVS/P/004 | EXHAUST FAN NOISY | ECS/MVS/C/001 | BELT | ECS/MVS/R/009 | REPLACE
ECS/MVS | MECHANICAL VENTILATION SYSTEM FAILURE | ECS/MVS/P/004 | EXHAUST FAN NOISY | ECS/MVS/C/001 | BELT | ECS/MVS/R/008 | READJUST
ECS/MVS | MECHANICAL VENTILATION SYSTEM FAILURE | ECS/MVS/P/005 | MECHANICAL OPERATE DAMPER | ECS/MVS/C/011 | FAULTY | ECS/MVS/R/009 | REPLACE
ECS/MVS | MECHANICAL VENTILATION SYSTEM FAILURE | ECS/MVS/P/006 | EXHAUST FAN RUSTY | ECS/MVS/C/026 | WEAR AND TEAR | ECS/MVS/R/003 | DERUST & TOUCH UP PAINT
ECS/TVS | TUNNEL VENTILATION SYSTEM FAILURE | ECS/TVS/P/001 | EXHAUST FAN TRIP STATUS | ECS/TVS/C/013 | NON-EQUIPMENT FAULT | ECS/TVS/R/004 | NON-EQUIPMENT FAULT
ECS/TVS | TUNNEL VENTILATION SYSTEM FAILURE | ECS/TVS/P/001 | EXHAUST FAN TRIP STATUS | ECS/TVS/C/003 | CARD FAULTY | ECS/TVS/R/008 | REPLACE
ECS/TVS | TUNNEL VENTILATION SYSTEM FAILURE | ECS/TVS/P/001 | EXHAUST FAN TRIP STATUS | ECS/TVS/C/004 | CARD HANG | ECS/TVS/R/010 | RESET
ECS/TVS | TUNNEL VENTILATION SYSTEM FAILURE | ECS/TVS/P/001 | EXHAUST FAN TRIP STATUS | ECS/TVS/C/005 | COMPRESSOR | ECS/TVS/R/008 | REPLACE
ECS/TVS | TUNNEL VENTILATION SYSTEM FAILURE | ECS/TVS/P/001 | EXHAUST FAN TRIP STATUS | ECS/TVS/C/009 | FIRE ALARM ACTIVATE | ECS/TVS/R/004 | NON-EQUIPMENT FAULT
ECS/TVS | TUNNEL VENTILATION SYSTEM FAILURE | ECS/TVS/P/001 | EXHAUST FAN TRIP STATUS | ECS/TVS/C/002 | BLOWER MOTOR FAULTY | ECS/TVS/R/008 | REPLACE
ECS/TVS | TUNNEL VENTILATION SYSTEM FAILURE | ECS/TVS/P/001 | EXHAUST FAN TRIP STATUS | ECS/TVS/C/017 | WATER LEVEL SENSOR ACTIVATE | ECS/TVS/R/002 | CLEAR DRAINAGE
ECS/TVS | TUNNEL VENTILATION SYSTEM FAILURE | ECS/TVS/P/001 | EXHAUST FAN TRIP STATUS | ECS/TVS/C/016 | SOLENOID VALVE UNABLE TO OPEN | ECS/TVS/R/008 | REPLACE
ECS/TVS | TUNNEL VENTILATION SYSTEM FAILURE | ECS/TVS/P/001 | EXHAUST FAN TRIP STATUS | ECS/TVS/C/012 | MOTOR FAULTY | ECS/TVS/R/006 | OVERHAUL / REWIND
ECS/TVS | TUNNEL VENTILATION SYSTEM FAILURE | ECS/TVS/P/001 | EXHAUST FAN TRIP STATUS | ECS/TVS/C/012 | MOTOR FAULTY | ECS/TVS/R/008 | REPLACE
ECS/TVS | TUNNEL VENTILATION SYSTEM FAILURE | ECS/TVS/P/001 | EXHAUST FAN TRIP STATUS | ECS/TVS/C/010 | MECHANICAL OPERATE VALVE FAULTY | ECS/TVS/R/008 | REPLACE
ECS/TVS | TUNNEL VENTILATION SYSTEM FAILURE | ECS/TVS/P/001 | EXHAUST FAN TRIP STATUS | ECS/TVS/C/006 | CONTROL CARD | ECS/TVS/R/008 | REPLACE
ECS/TVS | TUNNEL VENTILATION SYSTEM FAILURE | ECS/TVS/P/001 | EXHAUST FAN TRIP STATUS | ECS/TVS/C/015 | SENSOR | ECS/TVS/R/008 | REPLACE
ECS/TVS | TUNNEL VENTILATION SYSTEM FAILURE | ECS/TVS/P/002 | EXHAUST FAN UNABLE TO OPERATE | ECS/TVS/C/006 | CONTROL CARD | ECS/TVS/R/008 | REPLACE
ECS/TVS | TUNNEL VENTILATION SYSTEM FAILURE | ECS/TVS/P/002 | EXHAUST FAN UNABLE TO OPERATE | ECS/TVS/C/007 | CONTROL IS IN CENTRAL MODE | ECS/TVS/R/009 | REPROGRAM
ECS/TVS | TUNNEL VENTILATION SYSTEM FAILURE | ECS/TVS/P/002 | EXHAUST FAN UNABLE TO OPERATE | ECS/TVS/C/014 | REMOTE CONTROL FAULTY | ECS/TVS/R/008 | REPLACE
ECS/TVS | TUNNEL VENTILATION SYSTEM FAILURE | ECS/TVS/P/002 | EXHAUST FAN UNABLE TO OPERATE | ECS/TVS/C/013 | NON-EQUIPMENT FAULT | ECS/TVS/R/004 | NON-EQUIPMENT FAULT
ECS/TVS | TUNNEL VENTILATION SYSTEM FAILURE | ECS/TVS/P/002 | EXHAUST FAN UNABLE TO OPERATE | ECS/TVS/C/012 | MOTOR FAULTY | ECS/TVS/R/006 | OVERHAUL / REWIND
ECS/TVS | TUNNEL VENTILATION SYSTEM FAILURE | ECS/TVS/P/002 | EXHAUST FAN UNABLE TO OPERATE | ECS/TVS/C/012 | MOTOR FAULTY | ECS/TVS/R/008 | REPLACE
ECS/TVS | TUNNEL VENTILATION SYSTEM FAILURE | ECS/TVS/P/002 | EXHAUST FAN UNABLE TO OPERATE | ECS/TVS/C/010 | MECHANICAL OPERATE VALVE FAULTY | ECS/TVS/R/008 | REPLACE
ECS/TVS | TUNNEL VENTILATION SYSTEM FAILURE | ECS/TVS/P/003 | EXHAUST FAN NOISY | ECS/TVS/C/008 | DIRTY | ECS/TVS/R/001 | CLEAN
ECS/TVS | TUNNEL VENTILATION SYSTEM FAILURE | ECS/TVS/P/003 | EXHAUST FAN NOISY | ECS/TVS/C/011 | MOTOR BEARING | ECS/TVS/R/008 | REPLACE
ECS/TVS | TUNNEL VENTILATION SYSTEM FAILURE | ECS/TVS/P/003 | EXHAUST FAN NOISY | ECS/TVS/C/011 | MOTOR BEARING | ECS/TVS/R/005 | OVERHAUL
ECS/TVS | TUNNEL VENTILATION SYSTEM FAILURE | ECS/TVS/P/003 | EXHAUST FAN NOISY | ECS/TVS/C/001 | BELT | ECS/TVS/R/008 | REPLACE
ECS/TVS | TUNNEL VENTILATION SYSTEM FAILURE | ECS/TVS/P/003 | EXHAUST FAN NOISY | ECS/TVS/C/001 | BELT | ECS/TVS/R/007 | READJUST
ECS/TVS | TUNNEL VENTILATION SYSTEM FAILURE | ECS/TVS/P/003 | EXHAUST FAN RUSTY | ECS/TVS/C/018 | WEAR AND TEAR | ECS/TVS/R/003 | DERUST & TOUCH UP PAINT
ECS/CAS | COMPRESSED AIR SYSTEM FAILURE | ECS/CAS/P/004 | AIR COMPRESSOR TRIP STATUS | ECS/CAS/C/014 | NON-EQUIPMENT FAULT | ECS/CAS/R/004 | NON-EQUIPMENT FAULT
ECS/CAS | COMPRESSED AIR SYSTEM FAILURE | ECS/CAS/P/004 | AIR COMPRESSOR TRIP STATUS | ECS/CAS/C/003 | CARD FAULTY | ECS/CAS/R/008 | REPLACE
ECS/CAS | COMPRESSED AIR SYSTEM FAILURE | ECS/CAS/P/004 | AIR COMPRESSOR TRIP STATUS | ECS/CAS/C/004 | CARD HANG | ECS/CAS/R/010 | RESET
ECS/CAS | COMPRESSED AIR SYSTEM FAILURE | ECS/CAS/P/004 | AIR COMPRESSOR TRIP STATUS | ECS/CAS/C/005 | COMPRESSOR FAULTY | ECS/CAS/R/008 | REPLACE
ECS/CAS | COMPRESSED AIR SYSTEM FAILURE | ECS/CAS/P/004 | AIR COMPRESSOR TRIP STATUS | ECS/CAS/C/010 | FIRE ALARM ACTIVATE | ECS/CAS/R/004 | NON-EQUIPMENT FAULT
ECS/CAS | COMPRESSED AIR SYSTEM FAILURE | ECS/CAS/P/004 | AIR COMPRESSOR TRIP STATUS | ECS/CAS/C/002 | BLOWER MOTOR FAULTY | ECS/CAS/R/008 | REPLACE
ECS/CAS | COMPRESSED AIR SYSTEM FAILURE | ECS/CAS/P/004 | AIR COMPRESSOR TRIP STATUS | ECS/CAS/C/018 | WATER LEVEL SENSOR ACTIVATE | ECS/CAS/R/002 | CLEAR DRAINAGE
ECS/CAS | COMPRESSED AIR SYSTEM FAILURE | ECS/CAS/P/004 | AIR COMPRESSOR TRIP STATUS | ECS/CAS/C/017 | SOLENOID VALVE UNABLE TO OPEN | ECS/CAS/R/008 | REPLACE
ECS/CAS | COMPRESSED AIR SYSTEM FAILURE | ECS/CAS/P/004 | AIR COMPRESSOR TRIP STATUS | ECS/CAS/C/013 | MOTOR FAULTY | ECS/CAS/R/006 | OVERHAUL / REWIND
ECS/CAS | COMPRESSED AIR SYSTEM FAILURE | ECS/CAS/P/004 | AIR COMPRESSOR TRIP STATUS | ECS/CAS/C/013 | MOTOR FAULTY | ECS/CAS/R/008 | REPLACE
ECS/CAS | COMPRESSED AIR SYSTEM FAILURE | ECS/CAS/P/004 | AIR COMPRESSOR TRIP STATUS | ECS/CAS/C/011 | MECHANICAL OPERATE VALVE FAULTY | ECS/CAS/R/008 | REPLACE
ECS/CAS | COMPRESSED AIR SYSTEM FAILURE | ECS/CAS/P/004 | AIR COMPRESSOR TRIP STATUS | ECS/CAS/C/006 | CONTROL CARD | ECS/CAS/R/008 | REPLACE
ECS/CAS | COMPRESSED AIR SYSTEM FAILURE | ECS/CAS/P/004 | AIR COMPRESSOR TRIP STATUS | ECS/CAS/C/016 | SENSOR FAULTY | ECS/CAS/R/008 | REPLACE
ECS/CAS | COMPRESSED AIR SYSTEM FAILURE | ECS/CAS/P/005 | AIR COMPRESSOR UNABLE TO OPERATE | ECS/CAS/C/006 | CONTROL CARD | ECS/CAS/R/008 | REPLACE
ECS/CAS | COMPRESSED AIR SYSTEM FAILURE | ECS/CAS/P/005 | AIR COMPRESSOR UNABLE TO OPERATE | ECS/CAS/C/007 | CONTROL IS IN CENTRAL MODE | ECS/CAS/R/009 | REPROGRAM
ECS/CAS | COMPRESSED AIR SYSTEM FAILURE | ECS/CAS/P/005 | AIR COMPRESSOR UNABLE TO OPERATE | ECS/CAS/C/015 | REMOTE CONTROL FAULTY | ECS/CAS/R/008 | REPLACE
ECS/CAS | COMPRESSED AIR SYSTEM FAILURE | ECS/CAS/P/005 | AIR COMPRESSOR UNABLE TO OPERATE | ECS/CAS/C/014 | NON-EQUIPMENT FAULT | ECS/CAS/R/004 | NON-EQUIPMENT FAULT
ECS/CAS | COMPRESSED AIR SYSTEM FAILURE | ECS/CAS/P/005 | AIR COMPRESSOR UNABLE TO OPERATE | ECS/CAS/C/013 | MOTOR FAULTY | ECS/CAS/R/006 | OVERHAUL / REWIND
ECS/CAS | COMPRESSED AIR SYSTEM FAILURE | ECS/CAS/P/005 | AIR COMPRESSOR UNABLE TO OPERATE | ECS/CAS/C/013 | MOTOR FAULTY | ECS/CAS/R/008 | REPLACE
ECS/CAS | COMPRESSED AIR SYSTEM FAILURE | ECS/CAS/P/005 | AIR COMPRESSOR UNABLE TO OPERATE | ECS/CAS/C/011 | MECHANICAL OPERATE VALVE FAULTY | ECS/CAS/R/008 | REPLACE
ECS/CAS | COMPRESSED AIR SYSTEM FAILURE | ECS/CAS/P/002 | AIR COMPRESSOR NOISY | ECS/CAS/C/008 | DIRTY | ECS/CAS/R/001 | CLEAN
ECS/CAS | COMPRESSED AIR SYSTEM FAILURE | ECS/CAS/P/002 | AIR COMPRESSOR NOISY | ECS/CAS/C/012 | MOTOR BEARING | ECS/CAS/R/008 | REPLACE
ECS/CAS | COMPRESSED AIR SYSTEM FAILURE | ECS/CAS/P/002 | AIR COMPRESSOR NOISY | ECS/CAS/C/012 | MOTOR BEARING | ECS/CAS/R/005 | OVERHAUL
ECS/CAS | COMPRESSED AIR SYSTEM FAILURE | ECS/CAS/P/002 | AIR COMPRESSOR NOISY | ECS/CAS/C/001 | BELT FAULTY | ECS/CAS/R/008 | REPLACE
ECS/CAS | COMPRESSED AIR SYSTEM FAILURE | ECS/CAS/P/002 | AIR COMPRESSOR NOISY | ECS/CAS/C/001 | BELT FAULTY | ECS/CAS/R/007 | READJUST
ECS/CAS | COMPRESSED AIR SYSTEM FAILURE | ECS/CAS/P/001 | PNEUMATIC MECHANICAL OPERATE DAMPER | ECS/CAS/C/009 | FAULTY | ECS/CAS/R/008 | REPLACE
ECS/CAS | COMPRESSED AIR SYSTEM FAILURE | ECS/CAS/P/003 | AIR COMPRESSOR RUSTY | ECS/CAS/C/019 | WEAR AND TEAR | ECS/CAS/R/003 | DERUST & TOUCH UP PAINT
ECS/CAS | COMPRESSED AIR SYSTEM FAILURE | ECS/CAS/P/014 | COMPRESSED AIR SYSTEM TRIP STATUS | ECS/CAS/C/014 | NON-EQUIPMENT FAULT | ECS/CAS/R/004 | NON-EQUIPMENT FAULT
ECS/CAS | COMPRESSED AIR SYSTEM FAILURE | ECS/CAS/P/014 | COMPRESSED AIR SYSTEM TRIP STATUS | ECS/CAS/C/003 | CARD FAULTY | ECS/CAS/R/008 | REPLACE
ECS/CAS | COMPRESSED AIR SYSTEM FAILURE | ECS/CAS/P/014 | COMPRESSED AIR SYSTEM TRIP STATUS | ECS/CAS/C/004 | CARD HANG | ECS/CAS/R/010 | RESET
ECS/CAS | COMPRESSED AIR SYSTEM FAILURE | ECS/CAS/P/014 | COMPRESSED AIR SYSTEM TRIP STATUS | ECS/CAS/C/005 | COMPRESSOR FAULTY | ECS/CAS/R/008 | REPLACE
ECS/CAS | COMPRESSED AIR SYSTEM FAILURE | ECS/CAS/P/014 | COMPRESSED AIR SYSTEM TRIP STATUS | ECS/CAS/C/010 | FIRE ALARM ACTIVATE | ECS/CAS/R/004 | NON-EQUIPMENT FAULT
ECS/CAS | COMPRESSED AIR SYSTEM FAILURE | ECS/CAS/P/014 | COMPRESSED AIR SYSTEM TRIP STATUS | ECS/CAS/C/002 | BLOWER MOTOR FAULTY | ECS/CAS/R/008 | REPLACE
ECS/CAS | COMPRESSED AIR SYSTEM FAILURE | ECS/CAS/P/014 | COMPRESSED AIR SYSTEM TRIP STATUS | ECS/CAS/C/018 | WATER LEVEL SENSOR ACTIVATE | ECS/CAS/R/002 | CLEAR DRAINAGE
ECS/CAS | COMPRESSED AIR SYSTEM FAILURE | ECS/CAS/P/014 | COMPRESSED AIR SYSTEM TRIP STATUS | ECS/CAS/C/017 | SOLENOID VALVE UNABLE TO OPEN | ECS/CAS/R/008 | REPLACE
ECS/CAS | COMPRESSED AIR SYSTEM FAILURE | ECS/CAS/P/014 | COMPRESSED AIR SYSTEM TRIP STATUS | ECS/CAS/C/013 | MOTOR FAULTY | ECS/CAS/R/006 | OVERHAUL / REWIND
ECS/CAS | COMPRESSED AIR SYSTEM FAILURE | ECS/CAS/P/014 | COMPRESSED AIR SYSTEM TRIP STATUS | ECS/CAS/C/013 | MOTOR FAULTY | ECS/CAS/R/008 | REPLACE
ECS/CAS | COMPRESSED AIR SYSTEM FAILURE | ECS/CAS/P/014 | COMPRESSED AIR SYSTEM TRIP STATUS | ECS/CAS/C/011 | MECHANICAL OPERATE VALVE FAULTY | ECS/CAS/R/008 | REPLACE
ECS/CAS | COMPRESSED AIR SYSTEM FAILURE | ECS/CAS/P/014 | COMPRESSED AIR SYSTEM TRIP STATUS | ECS/CAS/C/006 | CONTROL CARD | ECS/CAS/R/008 | REPLACE
ECS/CAS | COMPRESSED AIR SYSTEM FAILURE | ECS/CAS/P/014 | COMPRESSED AIR SYSTEM TRIP STATUS | ECS/CAS/C/016 | SENSOR FAULTY | ECS/CAS/R/008 | REPLACE
ECS/CAS | COMPRESSED AIR SYSTEM FAILURE | ECS/CAS/P/015 | COMPRESSED AIR SYSTEM UNABLE TO OPERATE | ECS/CAS/C/006 | CONTROL CARD | ECS/CAS/R/008 | REPLACE
ECS/CAS | COMPRESSED AIR SYSTEM FAILURE | ECS/CAS/P/015 | COMPRESSED AIR SYSTEM UNABLE TO OPERATE | ECS/CAS/C/007 | CONTROL IS IN CENTRAL MODE | ECS/CAS/R/009 | REPROGRAM
ECS/CAS | COMPRESSED AIR SYSTEM FAILURE | ECS/CAS/P/015 | COMPRESSED AIR SYSTEM UNABLE TO OPERATE | ECS/CAS/C/015 | REMOTE CONTROL FAULTY | ECS/CAS/R/008 | REPLACE
ECS/CAS | COMPRESSED AIR SYSTEM FAILURE | ECS/CAS/P/015 | COMPRESSED AIR SYSTEM UNABLE TO OPERATE | ECS/CAS/C/014 | NON-EQUIPMENT FAULT | ECS/CAS/R/004 | NON-EQUIPMENT FAULT
ECS/CAS | COMPRESSED AIR SYSTEM FAILURE | ECS/CAS/P/015 | COMPRESSED AIR SYSTEM UNABLE TO OPERATE | ECS/CAS/C/013 | MOTOR FAULTY | ECS/CAS/R/006 | OVERHAUL / REWIND
ECS/CAS | COMPRESSED AIR SYSTEM FAILURE | ECS/CAS/P/015 | COMPRESSED AIR SYSTEM UNABLE TO OPERATE | ECS/CAS/C/013 | MOTOR FAULTY | ECS/CAS/R/008 | REPLACE
ECS/CAS | COMPRESSED AIR SYSTEM FAILURE | ECS/CAS/P/015 | COMPRESSED AIR SYSTEM UNABLE TO OPERATE | ECS/CAS/C/011 | MECHANICAL OPERATE VALVE FAULTY | ECS/CAS/R/008 | REPLACE
ECS/CAS | COMPRESSED AIR SYSTEM FAILURE | ECS/CAS/P/012 | COMPRESSED AIR SYSTEM NOISY | ECS/CAS/C/008 | DIRTY | ECS/CAS/R/001 | CLEAN
ECS/CAS | COMPRESSED AIR SYSTEM FAILURE | ECS/CAS/P/012 | COMPRESSED AIR SYSTEM NOISY | ECS/CAS/C/012 | MOTOR BEARING | ECS/CAS/R/008 | REPLACE
ECS/CAS | COMPRESSED AIR SYSTEM FAILURE | ECS/CAS/P/012 | COMPRESSED AIR SYSTEM NOISY | ECS/CAS/C/012 | MOTOR BEARING | ECS/CAS/R/005 | OVERHAUL
ECS/CAS | COMPRESSED AIR SYSTEM FAILURE | ECS/CAS/P/012 | COMPRESSED AIR SYSTEM NOISY | ECS/CAS/C/001 | BELT FAULTY | ECS/CAS/R/008 | REPLACE
ECS/CAS | COMPRESSED AIR SYSTEM FAILURE | ECS/CAS/P/012 | COMPRESSED AIR SYSTEM NOISY | ECS/CAS/C/001 | BELT FAULTY | ECS/CAS/R/007 | READJUST
ECS/CAS | COMPRESSED AIR SYSTEM FAILURE | ECS/CAS/P/011 | COMPRESSED AIR SYSTEMMECHANICAL OPERATE DAMPER | ECS/CAS/C/009 | FAULTY | ECS/CAS/R/008 | REPLACE
ECS/CAS | COMPRESSED AIR SYSTEM FAILURE | ECS/CAS/P/013 | COMPRESSED AIR SYSTEM RUSTY | ECS/CAS/C/019 | WEAR AND TEAR | ECS/CAS/R/003 | DERUST & TOUCH UP PAINT
ECS/MVS | MECHANICAL VENTILATION SYSTEM FAILURE | ECS/MVS/P/007 | INTAKE FAN HIGH TEMPERATURE | ECS/MVS/C/018 | NON-EQUIPMENT FAULT | ECS/MVS/R/004 | NON-EQUIPMENT FAULT
ECS/MVS | MECHANICAL VENTILATION SYSTEM FAILURE | ECS/MVS/P/007 | INTAKE FAN HIGH TEMPERATURE | ECS/MVS/C/014 | INSUFFICIENT GAS | ECS/MVS/R/012 | TOP UP GAS
ECS/MVS | MECHANICAL VENTILATION SYSTEM FAILURE | ECS/MVS/P/007 | INTAKE FAN HIGH TEMPERATURE | ECS/MVS/C/019 | REFRIGERANT PIPE LEAK | ECS/MVS/R/007 | PIPE BRAZING
ECS/MVS | MECHANICAL VENTILATION SYSTEM FAILURE | ECS/MVS/P/007 | INTAKE FAN HIGH TEMPERATURE | ECS/MVS/C/012 | FILTER DIRTY | ECS/MVS/R/001 | CLEAN
ECS/MVS | MECHANICAL VENTILATION SYSTEM FAILURE | ECS/MVS/P/007 | INTAKE FAN HIGH TEMPERATURE | ECS/MVS/C/012 | FILTER DIRTY | ECS/MVS/R/009 | REPLACE
ECS/MVS | MECHANICAL VENTILATION SYSTEM FAILURE | ECS/MVS/P/007 | INTAKE FAN HIGH TEMPERATURE | ECS/MVS/C/003 | CARD FAULTY | ECS/MVS/R/009 | REPLACE
ECS/MVS | MECHANICAL VENTILATION SYSTEM FAILURE | ECS/MVS/P/007 | INTAKE FAN HIGH TEMPERATURE | ECS/MVS/C/004 | CARD HANG | ECS/MVS/R/011 | RESET
ECS/MVS | MECHANICAL VENTILATION SYSTEM FAILURE | ECS/MVS/P/007 | INTAKE FAN HIGH TEMPERATURE | ECS/MVS/C/006 | COMPRESSOR FAULTY | ECS/MVS/R/009 | REPLACE
ECS/MVS | MECHANICAL VENTILATION SYSTEM FAILURE | ECS/MVS/P/007 | INTAKE FAN HIGH TEMPERATURE | ECS/MVS/C/022 | SOLENOID VALVE UNABLE TO OPEN | ECS/MVS/R/009 | REPLACE
ECS/MVS | MECHANICAL VENTILATION SYSTEM FAILURE | ECS/MVS/P/007 | INTAKE FAN HIGH TEMPERATURE | ECS/MVS/C/005 | COIL THEMISTER | ECS/MVS/R/009 | REPLACE
ECS/MVS | MECHANICAL VENTILATION SYSTEM FAILURE | ECS/MVS/P/007 | INTAKE FAN HIGH TEMPERATURE | ECS/MVS/C/024 | VALVE STUCK | ECS/MVS/R/011 | RESET
ECS/MVS | MECHANICAL VENTILATION SYSTEM FAILURE | ECS/MVS/P/007 | INTAKE FAN HIGH TEMPERATURE | ECS/MVS/C/023 | VALVE FAULTY | ECS/MVS/R/009 | REPLACE
ECS/MVS | MECHANICAL VENTILATION SYSTEM FAILURE | ECS/MVS/P/007 | INTAKE FAN HIGH TEMPERATURE | ECS/MVS/C/009 | CONTROL SETTING | ECS/MVS/R/010 | REPROGRAM
ECS/MVS | MECHANICAL VENTILATION SYSTEM FAILURE | ECS/MVS/P/007 | INTAKE FAN HIGH TEMPERATURE | ECS/MVS/C/021 | SENSOR | ECS/MVS/R/009 | REPLACE
ECS/MVS | MECHANICAL VENTILATION SYSTEM FAILURE | ECS/MVS/P/008 | INTAKE FAN TRIP STATUS | ECS/MVS/C/018 | NON-EQUIPMENT FAULT | ECS/MVS/R/004 | NON-EQUIPMENT FAULT
ECS/MVS | MECHANICAL VENTILATION SYSTEM FAILURE | ECS/MVS/P/008 | INTAKE FAN TRIP STATUS | ECS/MVS/C/003 | CARD FAULTY | ECS/MVS/R/009 | REPLACE
ECS/MVS | MECHANICAL VENTILATION SYSTEM FAILURE | ECS/MVS/P/008 | INTAKE FAN TRIP STATUS | ECS/MVS/C/004 | CARD HANG | ECS/MVS/R/011 | RESET
ECS/MVS | MECHANICAL VENTILATION SYSTEM FAILURE | ECS/MVS/P/008 | INTAKE FAN TRIP STATUS | ECS/MVS/C/006 | COMPRESSOR FAULTY | ECS/MVS/R/009 | REPLACE
ECS/MVS | MECHANICAL VENTILATION SYSTEM FAILURE | ECS/MVS/P/008 | INTAKE FAN TRIP STATUS | ECS/MVS/C/013 | FIRE ALARM ACTIVATE | ECS/MVS/R/004 | NON-EQUIPMENT FAULT
ECS/MVS | MECHANICAL VENTILATION SYSTEM FAILURE | ECS/MVS/P/008 | INTAKE FAN TRIP STATUS | ECS/MVS/C/002 | BLOWER MOTOR FAULTY | ECS/MVS/R/009 | REPLACE
ECS/MVS | MECHANICAL VENTILATION SYSTEM FAILURE | ECS/MVS/P/008 | INTAKE FAN TRIP STATUS | ECS/MVS/C/025 | WATER LEVEL SENSOR ACTIVATE | ECS/MVS/R/002 | CLEAR DRAINAGE
ECS/MVS | MECHANICAL VENTILATION SYSTEM FAILURE | ECS/MVS/P/008 | INTAKE FAN TRIP STATUS | ECS/MVS/C/022 | SOLENOID VALVE UNABLE TO OPEN | ECS/MVS/R/009 | REPLACE
ECS/MVS | MECHANICAL VENTILATION SYSTEM FAILURE | ECS/MVS/P/008 | INTAKE FAN TRIP STATUS | ECS/MVS/C/017 | MOTOR FAULTY | ECS/MVS/R/006 | OVERHAUL / REWIND
ECS/MVS | MECHANICAL VENTILATION SYSTEM FAILURE | ECS/MVS/P/008 | INTAKE FAN TRIP STATUS | ECS/MVS/C/017 | MOTOR FAULTY | ECS/MVS/R/009 | REPLACE
ECS/MVS | MECHANICAL VENTILATION SYSTEM FAILURE | ECS/MVS/P/008 | INTAKE FAN TRIP STATUS | ECS/MVS/C/015 | MECHANICAL OPERATE VALVE FAULTY | ECS/MVS/R/009 | REPLACE
ECS/MVS | MECHANICAL VENTILATION SYSTEM FAILURE | ECS/MVS/P/008 | INTAKE FAN TRIP STATUS | ECS/MVS/C/007 | CONTROL CARD | ECS/MVS/R/009 | REPLACE
ECS/MVS | MECHANICAL VENTILATION SYSTEM FAILURE | ECS/MVS/P/008 | INTAKE FAN TRIP STATUS | ECS/MVS/C/021 | SENSOR | ECS/MVS/R/009 | REPLACE
ECS/MVS | MECHANICAL VENTILATION SYSTEM FAILURE | ECS/MVS/P/009 | INTAKE FAN UNABLE TO OPERATE | ECS/MVS/C/007 | CONTROL CARD | ECS/MVS/R/009 | REPLACE
ECS/MVS | MECHANICAL VENTILATION SYSTEM FAILURE | ECS/MVS/P/009 | INTAKE FAN UNABLE TO OPERATE | ECS/MVS/C/008 | CONTROL IS IN CENTRAL MODE | ECS/MVS/R/010 | REPROGRAM
ECS/MVS | MECHANICAL VENTILATION SYSTEM FAILURE | ECS/MVS/P/009 | INTAKE FAN UNABLE TO OPERATE | ECS/MVS/C/020 | REMOTE CONTROL FAULTY | ECS/MVS/R/009 | REPLACE
ECS/MVS | MECHANICAL VENTILATION SYSTEM FAILURE | ECS/MVS/P/009 | INTAKE FAN UNABLE TO OPERATE | ECS/MVS/C/018 | NON-EQUIPMENT FAULT | ECS/MVS/R/004 | NON-EQUIPMENT FAULT
ECS/MVS | MECHANICAL VENTILATION SYSTEM FAILURE | ECS/MVS/P/009 | INTAKE FAN UNABLE TO OPERATE | ECS/MVS/C/017 | MOTOR FAULTY | ECS/MVS/R/006 | OVERHAUL / REWIND
ECS/MVS | MECHANICAL VENTILATION SYSTEM FAILURE | ECS/MVS/P/009 | INTAKE FAN UNABLE TO OPERATE | ECS/MVS/C/017 | MOTOR FAULTY | ECS/MVS/R/009 | REPLACE
ECS/MVS | MECHANICAL VENTILATION SYSTEM FAILURE | ECS/MVS/P/009 | INTAKE FAN UNABLE TO OPERATE | ECS/MVS/C/015 | MECHANICAL OPERATE VALVE FAULTY | ECS/MVS/R/009 | REPLACE
ECS/MVS | MECHANICAL VENTILATION SYSTEM FAILURE | ECS/MVS/P/010 | INTAKE FAN NOISY | ECS/MVS/C/010 | DIRTY | ECS/MVS/R/001 | CLEAN
ECS/MVS | MECHANICAL VENTILATION SYSTEM FAILURE | ECS/MVS/P/010 | INTAKE FAN NOISY | ECS/MVS/C/016 | MOTOR BEARING | ECS/MVS/R/009 | REPLACE
ECS/MVS | MECHANICAL VENTILATION SYSTEM FAILURE | ECS/MVS/P/010 | INTAKE FAN NOISY | ECS/MVS/C/016 | MOTOR BEARING | ECS/MVS/R/005 | OVERHAUL
ECS/MVS | MECHANICAL VENTILATION SYSTEM FAILURE | ECS/MVS/P/010 | INTAKE FAN NOISY | ECS/MVS/C/001 | BELT | ECS/MVS/R/009 | REPLACE
ECS/MVS | MECHANICAL VENTILATION SYSTEM FAILURE | ECS/MVS/P/010 | INTAKE FAN NOISY | ECS/MVS/C/001 | BELT | ECS/MVS/R/008 | READJUST
ECS/MVS | MECHANICAL VENTILATION SYSTEM FAILURE | ECS/MVS/P/011 | MECHANICAL OPERATE DAMPER | ECS/MVS/C/011 | FAULTY | ECS/MVS/R/009 | REPLACE
ECS/MVS | MECHANICAL VENTILATION SYSTEM FAILURE | ECS/MVS/P/012 | INTAKE FAN RUSTY | ECS/MVS/C/026 | WEAR AND TEAR | ECS/MVS/R/003 | DERUST & TOUCH UP PAINT
ECS/MVS | MECHANICAL VENTILATION SYSTEM FAILURE | ECS/MVS/P/008 | EXHAUST FAN TRIP STATUS | ECS/MVS/C/018 | NON-EQUIPMENT FAULT | ECS/MVS/R/004 | NON-EQUIPMENT FAULT
ECS/MVS | MECHANICAL VENTILATION SYSTEM FAILURE | ECS/MVS/P/008 | EXHAUST FAN TRIP STATUS | ECS/MVS/C/003 | CARD FAULTY | ECS/MVS/R/009 | REPLACE
ECS/MVS | MECHANICAL VENTILATION SYSTEM FAILURE | ECS/MVS/P/008 | EXHAUST FAN TRIP STATUS | ECS/MVS/C/004 | CARD HANG | ECS/MVS/R/011 | RESET
ECS/MVS | MECHANICAL VENTILATION SYSTEM FAILURE | ECS/MVS/P/008 | EXHAUST FAN TRIP STATUS | ECS/MVS/C/006 | COMPRESSOR FAULTY | ECS/MVS/R/009 | REPLACE
ECS/MVS | MECHANICAL VENTILATION SYSTEM FAILURE | ECS/MVS/P/008 | EXHAUST FAN TRIP STATUS | ECS/MVS/C/013 | FIRE ALARM ACTIVATE | ECS/MVS/R/004 | NON-EQUIPMENT FAULT
ECS/MVS | MECHANICAL VENTILATION SYSTEM FAILURE | ECS/MVS/P/008 | EXHAUST FAN TRIP STATUS | ECS/MVS/C/002 | BLOWER MOTOR FAULTY | ECS/MVS/R/009 | REPLACE
ECS/MVS | MECHANICAL VENTILATION SYSTEM FAILURE | ECS/MVS/P/008 | EXHAUST FAN TRIP STATUS | ECS/MVS/C/025 | WATER LEVEL SENSOR ACTIVATE | ECS/MVS/R/002 | CLEAR DRAINAGE
ECS/MVS | MECHANICAL VENTILATION SYSTEM FAILURE | ECS/MVS/P/008 | EXHAUST FAN TRIP STATUS | ECS/MVS/C/022 | SOLENOID VALVE UNABLE TO OPEN | ECS/MVS/R/009 | REPLACE
ECS/MVS | MECHANICAL VENTILATION SYSTEM FAILURE | ECS/MVS/P/008 | EXHAUST FAN TRIP STATUS | ECS/MVS/C/017 | MOTOR FAULTY | ECS/MVS/R/006 | OVERHAUL / REWIND
ECS/MVS | MECHANICAL VENTILATION SYSTEM FAILURE | ECS/MVS/P/008 | EXHAUST FAN TRIP STATUS | ECS/MVS/C/017 | MOTOR FAULTY | ECS/MVS/R/009 | REPLACE
ECS/MVS | MECHANICAL VENTILATION SYSTEM FAILURE | ECS/MVS/P/008 | EXHAUST FAN TRIP STATUS | ECS/MVS/C/015 | MECHANICAL OPERATE VALVE FAULTY | ECS/MVS/R/009 | REPLACE
ECS/MVS | MECHANICAL VENTILATION SYSTEM FAILURE | ECS/MVS/P/008 | EXHAUST FAN TRIP STATUS | ECS/MVS/C/007 | CONTROL CARD | ECS/MVS/R/009 | REPLACE
ECS/MVS | MECHANICAL VENTILATION SYSTEM FAILURE | ECS/MVS/P/008 | EXHAUST FAN TRIP STATUS | ECS/MVS/C/021 | SENSOR | ECS/MVS/R/009 | REPLACE
ECS/MVS | MECHANICAL VENTILATION SYSTEM FAILURE | ECS/MVS/P/009 | EXHAUST FAN UNABLE TO OPERATE | ECS/MVS/C/007 | CONTROL CARD | ECS/MVS/R/009 | REPLACE
ECS/MVS | MECHANICAL VENTILATION SYSTEM FAILURE | ECS/MVS/P/009 | EXHAUST FAN UNABLE TO OPERATE | ECS/MVS/C/008 | CONTROL IS IN CENTRAL MODE | ECS/MVS/R/010 | REPROGRAM
ECS/MVS | MECHANICAL VENTILATION SYSTEM FAILURE | ECS/MVS/P/009 | EXHAUST FAN UNABLE TO OPERATE | ECS/MVS/C/020 | REMOTE CONTROL FAULTY | ECS/MVS/R/009 | REPLACE
ECS/MVS | MECHANICAL VENTILATION SYSTEM FAILURE | ECS/MVS/P/009 | EXHAUST FAN UNABLE TO OPERATE | ECS/MVS/C/018 | NON-EQUIPMENT FAULT | ECS/MVS/R/004 | NON-EQUIPMENT FAULT
ECS/MVS | MECHANICAL VENTILATION SYSTEM FAILURE | ECS/MVS/P/009 | EXHAUST FAN UNABLE TO OPERATE | ECS/MVS/C/017 | MOTOR FAULTY | ECS/MVS/R/006 | OVERHAUL / REWIND
ECS/MVS | MECHANICAL VENTILATION SYSTEM FAILURE | ECS/MVS/P/009 | EXHAUST FAN UNABLE TO OPERATE | ECS/MVS/C/017 | MOTOR FAULTY | ECS/MVS/R/009 | REPLACE
ECS/MVS | MECHANICAL VENTILATION SYSTEM FAILURE | ECS/MVS/P/009 | EXHAUST FAN UNABLE TO OPERATE | ECS/MVS/C/015 | MECHANICAL OPERATE VALVE FAULTY | ECS/MVS/R/009 | REPLACE
ECS/MVS | MECHANICAL VENTILATION SYSTEM FAILURE | ECS/MVS/P/010 | EXHAUST FAN NOISY | ECS/MVS/C/010 | DIRTY | ECS/MVS/R/001 | CLEAN
ECS/MVS | MECHANICAL VENTILATION SYSTEM FAILURE | ECS/MVS/P/010 | EXHAUST FAN NOISY | ECS/MVS/C/016 | MOTOR BEARING | ECS/MVS/R/009 | REPLACE
ECS/MVS | MECHANICAL VENTILATION SYSTEM FAILURE | ECS/MVS/P/010 | EXHAUST FAN NOISY | ECS/MVS/C/016 | MOTOR BEARING | ECS/MVS/R/005 | OVERHAUL
ECS/MVS | MECHANICAL VENTILATION SYSTEM FAILURE | ECS/MVS/P/010 | EXHAUST FAN NOISY | ECS/MVS/C/001 | BELT | ECS/MVS/R/009 | REPLACE
ECS/MVS | MECHANICAL VENTILATION SYSTEM FAILURE | ECS/MVS/P/010 | EXHAUST FAN NOISY | ECS/MVS/C/001 | BELT | ECS/MVS/R/008 | READJUST
ECS/MVS | MECHANICAL VENTILATION SYSTEM FAILURE | ECS/MVS/P/011 | MECHANICAL OPERATE DAMPER | ECS/MVS/C/011 | FAULTY | ECS/MVS/R/009 | REPLACE
ECS/MVS | MECHANICAL VENTILATION SYSTEM FAILURE | ECS/MVS/P/012 | EXHAUST FAN RUSTY | ECS/MVS/C/026 | WEAR AND TEAR | ECS/MVS/R/003 | DERUST & TOUCH UP PAINT
ECS/SMCS | SMOKE CONTROL SYSTEM FAILURE | ECS/SMCS/P/005 | SMOKE CURTAIN TRIP STATUS | ECS/SMCS/C/014 | NON-EQUIPMENT FAULT | ECS/SMCS/R/004 | NON-EQUIPMENT FAULT
ECS/SMCS | SMOKE CONTROL SYSTEM FAILURE | ECS/SMCS/P/005 | SMOKE CURTAIN TRIP STATUS | ECS/SMCS/C/003 | CARD FAULTY | ECS/SMCS/R/008 | REPLACE
ECS/SMCS | SMOKE CONTROL SYSTEM FAILURE | ECS/SMCS/P/005 | SMOKE CURTAIN TRIP STATUS | ECS/SMCS/C/004 | CARD HANG | ECS/SMCS/R/010 | RESET
ECS/SMCS | SMOKE CONTROL SYSTEM FAILURE | ECS/SMCS/P/005 | SMOKE CURTAIN TRIP STATUS | ECS/SMCS/C/005 | COMPRESSOR | ECS/SMCS/R/008 | REPLACE
ECS/SMCS | SMOKE CONTROL SYSTEM FAILURE | ECS/SMCS/P/005 | SMOKE CURTAIN TRIP STATUS | ECS/SMCS/C/010 | FIRE ALARM ACTIVATE | ECS/SMCS/R/004 | NON-EQUIPMENT FAULT
ECS/SMCS | SMOKE CONTROL SYSTEM FAILURE | ECS/SMCS/P/005 | SMOKE CURTAIN TRIP STATUS | ECS/SMCS/C/002 | BLOWER MOTOR FAULTY | ECS/SMCS/R/008 | REPLACE
ECS/SMCS | SMOKE CONTROL SYSTEM FAILURE | ECS/SMCS/P/005 | SMOKE CURTAIN TRIP STATUS | ECS/SMCS/C/018 | WATER LEVEL SENSOR ACTIVATE | ECS/SMCS/R/002 | CLEAR DRAINAGE
ECS/SMCS | SMOKE CONTROL SYSTEM FAILURE | ECS/SMCS/P/005 | SMOKE CURTAIN TRIP STATUS | ECS/SMCS/C/017 | SOLENOID VALVE UNABLE TO OPEN | ECS/SMCS/R/008 | REPLACE
ECS/SMCS | SMOKE CONTROL SYSTEM FAILURE | ECS/SMCS/P/005 | SMOKE CURTAIN TRIP STATUS | ECS/SMCS/C/013 | MOTOR FAULTY | ECS/SMCS/R/006 | OVERHAUL / REWIND
ECS/SMCS | SMOKE CONTROL SYSTEM FAILURE | ECS/SMCS/P/005 | SMOKE CURTAIN TRIP STATUS | ECS/SMCS/C/013 | MOTOR FAULTY | ECS/SMCS/R/008 | REPLACE
ECS/SMCS | SMOKE CONTROL SYSTEM FAILURE | ECS/SMCS/P/005 | SMOKE CURTAIN TRIP STATUS | ECS/SMCS/C/011 | MECHANICAL OPERATE VALVE FAULTY | ECS/SMCS/R/008 | REPLACE
ECS/SMCS | SMOKE CONTROL SYSTEM FAILURE | ECS/SMCS/P/005 | SMOKE CURTAIN TRIP STATUS | ECS/SMCS/C/006 | CONTROL CARD | ECS/SMCS/R/008 | REPLACE
ECS/SMCS | SMOKE CONTROL SYSTEM FAILURE | ECS/SMCS/P/005 | SMOKE CURTAIN TRIP STATUS | ECS/SMCS/C/016 | SENSOR | ECS/SMCS/R/008 | REPLACE
ECS/SMCS | SMOKE CONTROL SYSTEM FAILURE | ECS/SMCS/P/006 | SMOKE CURTAIN UNABLE TO OPERATE | ECS/SMCS/C/006 | CONTROL CARD | ECS/SMCS/R/008 | REPLACE
ECS/SMCS | SMOKE CONTROL SYSTEM FAILURE | ECS/SMCS/P/006 | SMOKE CURTAIN UNABLE TO OPERATE | ECS/SMCS/C/007 | CONTROL IS IN CENTRAL MODE | ECS/SMCS/R/009 | REPROGRAM
ECS/SMCS | SMOKE CONTROL SYSTEM FAILURE | ECS/SMCS/P/006 | SMOKE CURTAIN UNABLE TO OPERATE | ECS/SMCS/C/015 | REMOTE CONTROL FAULTY | ECS/SMCS/R/008 | REPLACE
ECS/SMCS | SMOKE CONTROL SYSTEM FAILURE | ECS/SMCS/P/006 | SMOKE CURTAIN UNABLE TO OPERATE | ECS/SMCS/C/014 | NON-EQUIPMENT FAULT | ECS/SMCS/R/004 | NON-EQUIPMENT FAULT
ECS/SMCS | SMOKE CONTROL SYSTEM FAILURE | ECS/SMCS/P/006 | SMOKE CURTAIN UNABLE TO OPERATE | ECS/SMCS/C/013 | MOTOR FAULTY | ECS/SMCS/R/006 | OVERHAUL / REWIND
ECS/SMCS | SMOKE CONTROL SYSTEM FAILURE | ECS/SMCS/P/006 | SMOKE CURTAIN UNABLE TO OPERATE | ECS/SMCS/C/013 | MOTOR FAULTY | ECS/SMCS/R/008 | REPLACE
ECS/SMCS | SMOKE CONTROL SYSTEM FAILURE | ECS/SMCS/P/006 | SMOKE CURTAIN UNABLE TO OPERATE | ECS/SMCS/C/011 | MECHANICAL OPERATE VALVE FAULTY | ECS/SMCS/R/008 | REPLACE
ECS/SMCS | SMOKE CONTROL SYSTEM FAILURE | ECS/SMCS/P/007 | SMOKE CURTAIN RUSTY | ECS/SMCS/C/019 | WEAR AND TEAR | ECS/SMCS/R/003 | DERUST & TOUCH UP PAINT
ECS/SMCS | SMOKE CONTROL SYSTEM FAILURE | ECS/SMCS/P/008 | SMOKE EXHAUST FAN TRIP STATUS | ECS/SMCS/C/014 | NON-EQUIPMENT FAULT | ECS/SMCS/R/004 | NON-EQUIPMENT FAULT
ECS/SMCS | SMOKE CONTROL SYSTEM FAILURE | ECS/SMCS/P/008 | SMOKE EXHAUST FAN TRIP STATUS | ECS/SMCS/C/003 | CARD FAULTY | ECS/SMCS/R/008 | REPLACE
ECS/SMCS | SMOKE CONTROL SYSTEM FAILURE | ECS/SMCS/P/008 | SMOKE EXHAUST FAN TRIP STATUS | ECS/SMCS/C/004 | CARD HANG | ECS/SMCS/R/010 | RESET
ECS/SMCS | SMOKE CONTROL SYSTEM FAILURE | ECS/SMCS/P/008 | SMOKE EXHAUST FAN TRIP STATUS | ECS/SMCS/C/005 | COMPRESSOR | ECS/SMCS/R/008 | REPLACE
ECS/SMCS | SMOKE CONTROL SYSTEM FAILURE | ECS/SMCS/P/008 | SMOKE EXHAUST FAN TRIP STATUS | ECS/SMCS/C/010 | FIRE ALARM ACTIVATE | ECS/SMCS/R/004 | NON-EQUIPMENT FAULT
ECS/SMCS | SMOKE CONTROL SYSTEM FAILURE | ECS/SMCS/P/008 | SMOKE EXHAUST FAN TRIP STATUS | ECS/SMCS/C/002 | BLOWER MOTOR FAULTY | ECS/SMCS/R/008 | REPLACE
ECS/SMCS | SMOKE CONTROL SYSTEM FAILURE | ECS/SMCS/P/008 | SMOKE EXHAUST FAN TRIP STATUS | ECS/SMCS/C/018 | WATER LEVEL SENSOR ACTIVATE | ECS/SMCS/R/002 | CLEAR DRAINAGE
ECS/SMCS | SMOKE CONTROL SYSTEM FAILURE | ECS/SMCS/P/008 | SMOKE EXHAUST FAN TRIP STATUS | ECS/SMCS/C/017 | SOLENOID VALVE UNABLE TO OPEN | ECS/SMCS/R/008 | REPLACE
ECS/SMCS | SMOKE CONTROL SYSTEM FAILURE | ECS/SMCS/P/008 | SMOKE EXHAUST FAN TRIP STATUS | ECS/SMCS/C/013 | MOTOR FAULTY | ECS/SMCS/R/006 | OVERHAUL / REWIND
ECS/SMCS | SMOKE CONTROL SYSTEM FAILURE | ECS/SMCS/P/008 | SMOKE EXHAUST FAN TRIP STATUS | ECS/SMCS/C/013 | MOTOR FAULTY | ECS/SMCS/R/008 | REPLACE
ECS/SMCS | SMOKE CONTROL SYSTEM FAILURE | ECS/SMCS/P/008 | SMOKE EXHAUST FAN TRIP STATUS | ECS/SMCS/C/011 | MECHANICAL OPERATE VALVE FAULTY | ECS/SMCS/R/008 | REPLACE
ECS/SMCS | SMOKE CONTROL SYSTEM FAILURE | ECS/SMCS/P/008 | SMOKE EXHAUST FAN TRIP STATUS | ECS/SMCS/C/006 | CONTROL CARD | ECS/SMCS/R/008 | REPLACE
ECS/SMCS | SMOKE CONTROL SYSTEM FAILURE | ECS/SMCS/P/008 | SMOKE EXHAUST FAN TRIP STATUS | ECS/SMCS/C/016 | SENSOR | ECS/SMCS/R/008 | REPLACE
ECS/SMCS | SMOKE CONTROL SYSTEM FAILURE | ECS/SMCS/P/009 | SMOKE EXHAUST FAN UNABLE TO OPERATE | ECS/SMCS/C/006 | CONTROL CARD | ECS/SMCS/R/008 | REPLACE
ECS/SMCS | SMOKE CONTROL SYSTEM FAILURE | ECS/SMCS/P/009 | SMOKE EXHAUST FAN UNABLE TO OPERATE | ECS/SMCS/C/007 | CONTROL IS IN CENTRAL MODE | ECS/SMCS/R/009 | REPROGRAM
ECS/SMCS | SMOKE CONTROL SYSTEM FAILURE | ECS/SMCS/P/009 | SMOKE EXHAUST FAN UNABLE TO OPERATE | ECS/SMCS/C/015 | REMOTE CONTROL FAULTY | ECS/SMCS/R/008 | REPLACE
ECS/SMCS | SMOKE CONTROL SYSTEM FAILURE | ECS/SMCS/P/009 | SMOKE EXHAUST FAN UNABLE TO OPERATE | ECS/SMCS/C/014 | NON-EQUIPMENT FAULT | ECS/SMCS/R/004 | NON-EQUIPMENT FAULT
ECS/SMCS | SMOKE CONTROL SYSTEM FAILURE | ECS/SMCS/P/009 | SMOKE EXHAUST FAN UNABLE TO OPERATE | ECS/SMCS/C/013 | MOTOR FAULTY | ECS/SMCS/R/006 | OVERHAUL / REWIND
ECS/SMCS | SMOKE CONTROL SYSTEM FAILURE | ECS/SMCS/P/009 | SMOKE EXHAUST FAN UNABLE TO OPERATE | ECS/SMCS/C/013 | MOTOR FAULTY | ECS/SMCS/R/008 | REPLACE
ECS/SMCS | SMOKE CONTROL SYSTEM FAILURE | ECS/SMCS/P/009 | SMOKE EXHAUST FAN UNABLE TO OPERATE | ECS/SMCS/C/011 | MECHANICAL OPERATE VALVE FAULTY | ECS/SMCS/R/008 | REPLACE
ECS/SMCS | SMOKE CONTROL SYSTEM FAILURE | ECS/SMCS/P/010 | SMOKE EXHAUST FAN NOISY | ECS/SMCS/C/008 | DIRTY | ECS/SMCS/R/001 | CLEAN
ECS/SMCS | SMOKE CONTROL SYSTEM FAILURE | ECS/SMCS/P/010 | SMOKE EXHAUST FAN NOISY | ECS/SMCS/C/012 | MOTOR BEARING | ECS/SMCS/R/008 | REPLACE
ECS/SMCS | SMOKE CONTROL SYSTEM FAILURE | ECS/SMCS/P/010 | SMOKE EXHAUST FAN NOISY | ECS/SMCS/C/012 | MOTOR BEARING | ECS/SMCS/R/005 | OVERHAUL
ECS/SMCS | SMOKE CONTROL SYSTEM FAILURE | ECS/SMCS/P/010 | SMOKE EXHAUST FAN NOISY | ECS/SMCS/C/001 | BELT | ECS/SMCS/R/008 | REPLACE
ECS/SMCS | SMOKE CONTROL SYSTEM FAILURE | ECS/SMCS/P/010 | SMOKE EXHAUST FAN NOISY | ECS/SMCS/C/001 | BELT | ECS/SMCS/R/007 | READJUST
ECS/SMCS | SMOKE CONTROL SYSTEM FAILURE | ECS/SMCS/P/010 | SMOKE EXHAUST FAN RUSTY | ECS/SMCS/C/019 | WEAR AND TEAR | ECS/SMCS/R/003 | DERUST & TOUCH UP PAINT
ECS/TVS | TUNNEL VENTILATION SYSTEM FAILURE | ECS/TVS/P/007 | TUNNEL BOOSTER FAN TRIP STATUS | ECS/TVS/C/013 | NON-EQUIPMENT FAULT | ECS/TVS/R/004 | NON-EQUIPMENT FAULT
ECS/TVS | TUNNEL VENTILATION SYSTEM FAILURE | ECS/TVS/P/007 | TUNNEL BOOSTER FAN TRIP STATUS | ECS/TVS/C/003 | CARD FAULTY | ECS/TVS/R/008 | REPLACE
ECS/TVS | TUNNEL VENTILATION SYSTEM FAILURE | ECS/TVS/P/007 | TUNNEL BOOSTER FAN TRIP STATUS | ECS/TVS/C/004 | CARD HANG | ECS/TVS/R/010 | RESET
ECS/TVS | TUNNEL VENTILATION SYSTEM FAILURE | ECS/TVS/P/007 | TUNNEL BOOSTER FAN TRIP STATUS | ECS/TVS/C/005 | COMPRESSOR | ECS/TVS/R/008 | REPLACE
ECS/TVS | TUNNEL VENTILATION SYSTEM FAILURE | ECS/TVS/P/007 | TUNNEL BOOSTER FAN TRIP STATUS | ECS/TVS/C/009 | FIRE ALARM ACTIVATE | ECS/TVS/R/004 | NON-EQUIPMENT FAULT
ECS/TVS | TUNNEL VENTILATION SYSTEM FAILURE | ECS/TVS/P/007 | TUNNEL BOOSTER FAN TRIP STATUS | ECS/TVS/C/002 | BLOWER MOTOR FAULTY | ECS/TVS/R/008 | REPLACE
ECS/TVS | TUNNEL VENTILATION SYSTEM FAILURE | ECS/TVS/P/007 | TUNNEL BOOSTER FAN TRIP STATUS | ECS/TVS/C/017 | WATER LEVEL SENSOR ACTIVATE | ECS/TVS/R/002 | CLEAR DRAINAGE
ECS/TVS | TUNNEL VENTILATION SYSTEM FAILURE | ECS/TVS/P/007 | TUNNEL BOOSTER FAN TRIP STATUS | ECS/TVS/C/016 | SOLENOID VALVE UNABLE TO OPEN | ECS/TVS/R/008 | REPLACE
ECS/TVS | TUNNEL VENTILATION SYSTEM FAILURE | ECS/TVS/P/007 | TUNNEL BOOSTER FAN TRIP STATUS | ECS/TVS/C/012 | MOTOR FAULTY | ECS/TVS/R/006 | OVERHAUL / REWIND
ECS/TVS | TUNNEL VENTILATION SYSTEM FAILURE | ECS/TVS/P/007 | TUNNEL BOOSTER FAN TRIP STATUS | ECS/TVS/C/012 | MOTOR FAULTY | ECS/TVS/R/008 | REPLACE
ECS/TVS | TUNNEL VENTILATION SYSTEM FAILURE | ECS/TVS/P/007 | TUNNEL BOOSTER FAN TRIP STATUS | ECS/TVS/C/010 | MECHANICAL OPERATE VALVE FAULTY | ECS/TVS/R/008 | REPLACE
ECS/TVS | TUNNEL VENTILATION SYSTEM FAILURE | ECS/TVS/P/007 | TUNNEL BOOSTER FAN TRIP STATUS | ECS/TVS/C/006 | CONTROL CARD | ECS/TVS/R/008 | REPLACE
ECS/TVS | TUNNEL VENTILATION SYSTEM FAILURE | ECS/TVS/P/007 | TUNNEL BOOSTER FAN TRIP STATUS | ECS/TVS/C/015 | SENSOR | ECS/TVS/R/008 | REPLACE
ECS/TVS | TUNNEL VENTILATION SYSTEM FAILURE | ECS/TVS/P/008 | TUNNEL BOOSTER FAN UNABLE TO OPERATE | ECS/TVS/C/006 | CONTROL CARD | ECS/TVS/R/008 | REPLACE
ECS/TVS | TUNNEL VENTILATION SYSTEM FAILURE | ECS/TVS/P/008 | TUNNEL BOOSTER FAN UNABLE TO OPERATE | ECS/TVS/C/007 | CONTROL IS IN CENTRAL MODE | ECS/TVS/R/009 | REPROGRAM
ECS/TVS | TUNNEL VENTILATION SYSTEM FAILURE | ECS/TVS/P/008 | TUNNEL BOOSTER FAN UNABLE TO OPERATE | ECS/TVS/C/014 | REMOTE CONTROL FAULTY | ECS/TVS/R/008 | REPLACE
ECS/TVS | TUNNEL VENTILATION SYSTEM FAILURE | ECS/TVS/P/008 | TUNNEL BOOSTER FAN UNABLE TO OPERATE | ECS/TVS/C/013 | NON-EQUIPMENT FAULT | ECS/TVS/R/004 | NON-EQUIPMENT FAULT
ECS/TVS | TUNNEL VENTILATION SYSTEM FAILURE | ECS/TVS/P/008 | TUNNEL BOOSTER FAN UNABLE TO OPERATE | ECS/TVS/C/012 | MOTOR FAULTY | ECS/TVS/R/006 | OVERHAUL / REWIND
ECS/TVS | TUNNEL VENTILATION SYSTEM FAILURE | ECS/TVS/P/008 | TUNNEL BOOSTER FAN UNABLE TO OPERATE | ECS/TVS/C/012 | MOTOR FAULTY | ECS/TVS/R/008 | REPLACE
ECS/TVS | TUNNEL VENTILATION SYSTEM FAILURE | ECS/TVS/P/008 | TUNNEL BOOSTER FAN UNABLE TO OPERATE | ECS/TVS/C/010 | MECHANICAL OPERATE VALVE FAULTY | ECS/TVS/R/008 | REPLACE
ECS/TVS | TUNNEL VENTILATION SYSTEM FAILURE | ECS/TVS/P/009 | TUNNEL BOOSTER FAN NOISY | ECS/TVS/C/008 | DIRTY | ECS/TVS/R/001 | CLEAN
ECS/TVS | TUNNEL VENTILATION SYSTEM FAILURE | ECS/TVS/P/009 | TUNNEL BOOSTER FAN NOISY | ECS/TVS/C/011 | MOTOR BEARING | ECS/TVS/R/008 | REPLACE
ECS/TVS | TUNNEL VENTILATION SYSTEM FAILURE | ECS/TVS/P/009 | TUNNEL BOOSTER FAN NOISY | ECS/TVS/C/011 | MOTOR BEARING | ECS/TVS/R/005 | OVERHAUL
ECS/TVS | TUNNEL VENTILATION SYSTEM FAILURE | ECS/TVS/P/009 | TUNNEL BOOSTER FAN NOISY | ECS/TVS/C/001 | BELT | ECS/TVS/R/008 | REPLACE
ECS/TVS | TUNNEL VENTILATION SYSTEM FAILURE | ECS/TVS/P/009 | TUNNEL BOOSTER FAN NOISY | ECS/TVS/C/001 | BELT | ECS/TVS/R/007 | READJUST
ECS/TVS | TUNNEL VENTILATION SYSTEM FAILURE | ECS/TVS/P/010 | TUNNEL VENTILATION FAN TRIP STATUS | ECS/TVS/C/013 | NON-EQUIPMENT FAULT | ECS/TVS/R/004 | NON-EQUIPMENT FAULT
ECS/TVS | TUNNEL VENTILATION SYSTEM FAILURE | ECS/TVS/P/010 | TUNNEL VENTILATION FAN TRIP STATUS | ECS/TVS/C/003 | CARD FAULTY | ECS/TVS/R/008 | REPLACE
ECS/TVS | TUNNEL VENTILATION SYSTEM FAILURE | ECS/TVS/P/010 | TUNNEL VENTILATION FAN TRIP STATUS | ECS/TVS/C/004 | CARD HANG | ECS/TVS/R/010 | RESET
ECS/TVS | TUNNEL VENTILATION SYSTEM FAILURE | ECS/TVS/P/010 | TUNNEL VENTILATION FAN TRIP STATUS | ECS/TVS/C/005 | COMPRESSOR | ECS/TVS/R/008 | REPLACE
ECS/TVS | TUNNEL VENTILATION SYSTEM FAILURE | ECS/TVS/P/010 | TUNNEL VENTILATION FAN TRIP STATUS | ECS/TVS/C/009 | FIRE ALARM ACTIVATE | ECS/TVS/R/004 | NON-EQUIPMENT FAULT
ECS/TVS | TUNNEL VENTILATION SYSTEM FAILURE | ECS/TVS/P/010 | TUNNEL VENTILATION FAN TRIP STATUS | ECS/TVS/C/002 | BLOWER MOTOR FAULTY | ECS/TVS/R/008 | REPLACE
ECS/TVS | TUNNEL VENTILATION SYSTEM FAILURE | ECS/TVS/P/010 | TUNNEL VENTILATION FAN TRIP STATUS | ECS/TVS/C/017 | WATER LEVEL SENSOR ACTIVATE | ECS/TVS/R/002 | CLEAR DRAINAGE
ECS/TVS | TUNNEL VENTILATION SYSTEM FAILURE | ECS/TVS/P/010 | TUNNEL VENTILATION FAN TRIP STATUS | ECS/TVS/C/016 | SOLENOID VALVE UNABLE TO OPEN | ECS/TVS/R/008 | REPLACE
ECS/TVS | TUNNEL VENTILATION SYSTEM FAILURE | ECS/TVS/P/010 | TUNNEL VENTILATION FAN TRIP STATUS | ECS/TVS/C/012 | MOTOR FAULTY | ECS/TVS/R/006 | OVERHAUL / REWIND
ECS/TVS | TUNNEL VENTILATION SYSTEM FAILURE | ECS/TVS/P/010 | TUNNEL VENTILATION FAN TRIP STATUS | ECS/TVS/C/012 | MOTOR FAULTY | ECS/TVS/R/008 | REPLACE
ECS/TVS | TUNNEL VENTILATION SYSTEM FAILURE | ECS/TVS/P/010 | TUNNEL VENTILATION FAN TRIP STATUS | ECS/TVS/C/010 | MECHANICAL OPERATE VALVE FAULTY | ECS/TVS/R/008 | REPLACE
ECS/TVS | TUNNEL VENTILATION SYSTEM FAILURE | ECS/TVS/P/010 | TUNNEL VENTILATION FAN TRIP STATUS | ECS/TVS/C/006 | CONTROL CARD | ECS/TVS/R/008 | REPLACE
ECS/TVS | TUNNEL VENTILATION SYSTEM FAILURE | ECS/TVS/P/010 | TUNNEL VENTILATION FAN TRIP STATUS | ECS/TVS/C/015 | SENSOR | ECS/TVS/R/008 | REPLACE
ECS/TVS | TUNNEL VENTILATION SYSTEM FAILURE | ECS/TVS/P/011 | TUNNEL VENTILATION FAN UNABLE TO OPERATE | ECS/TVS/C/006 | CONTROL CARD | ECS/TVS/R/008 | REPLACE
ECS/TVS | TUNNEL VENTILATION SYSTEM FAILURE | ECS/TVS/P/011 | TUNNEL VENTILATION FAN UNABLE TO OPERATE | ECS/TVS/C/007 | CONTROL IS IN CENTRAL MODE | ECS/TVS/R/009 | REPROGRAM
ECS/TVS | TUNNEL VENTILATION SYSTEM FAILURE | ECS/TVS/P/011 | TUNNEL VENTILATION FAN UNABLE TO OPERATE | ECS/TVS/C/014 | REMOTE CONTROL FAULTY | ECS/TVS/R/008 | REPLACE
ECS/TVS | TUNNEL VENTILATION SYSTEM FAILURE | ECS/TVS/P/011 | TUNNEL VENTILATION FAN UNABLE TO OPERATE | ECS/TVS/C/013 | NON-EQUIPMENT FAULT | ECS/TVS/R/004 | NON-EQUIPMENT FAULT
ECS/TVS | TUNNEL VENTILATION SYSTEM FAILURE | ECS/TVS/P/011 | TUNNEL VENTILATION FAN UNABLE TO OPERATE | ECS/TVS/C/012 | MOTOR FAULTY | ECS/TVS/R/006 | OVERHAUL / REWIND
ECS/TVS | TUNNEL VENTILATION SYSTEM FAILURE | ECS/TVS/P/011 | TUNNEL VENTILATION FAN UNABLE TO OPERATE | ECS/TVS/C/012 | MOTOR FAULTY | ECS/TVS/R/008 | REPLACE
ECS/TVS | TUNNEL VENTILATION SYSTEM FAILURE | ECS/TVS/P/011 | TUNNEL VENTILATION FAN UNABLE TO OPERATE | ECS/TVS/C/010 | MECHANICAL OPERATE VALVE FAULTY | ECS/TVS/R/008 | REPLACE
ECS/TVS | TUNNEL VENTILATION SYSTEM FAILURE | ECS/TVS/P/012 | TUNNEL VENTILATION FAN NOISY | ECS/TVS/C/008 | DIRTY | ECS/TVS/R/001 | CLEAN
ECS/TVS | TUNNEL VENTILATION SYSTEM FAILURE | ECS/TVS/P/012 | TUNNEL VENTILATION FAN NOISY | ECS/TVS/C/011 | MOTOR BEARING | ECS/TVS/R/008 | REPLACE
ECS/TVS | TUNNEL VENTILATION SYSTEM FAILURE | ECS/TVS/P/012 | TUNNEL VENTILATION FAN NOISY | ECS/TVS/C/011 | MOTOR BEARING | ECS/TVS/R/005 | OVERHAUL
ECS/TVS | TUNNEL VENTILATION SYSTEM FAILURE | ECS/TVS/P/012 | TUNNEL VENTILATION FAN NOISY | ECS/TVS/C/001 | BELT | ECS/TVS/R/008 | REPLACE
ECS/TVS | TUNNEL VENTILATION SYSTEM FAILURE | ECS/TVS/P/012 | TUNNEL VENTILATION FAN NOISY | ECS/TVS/C/001 | BELT | ECS/TVS/R/007 | READJUST
ECS/TVS | TUNNEL VENTILATION SYSTEM FAILURE | ECS/TVS/P/013 | UNDERPLATFORM EXHAUST FAN TRIP STATUS | ECS/TVS/C/013 | NON-EQUIPMENT FAULT | ECS/TVS/R/004 | NON-EQUIPMENT FAULT
ECS/TVS | TUNNEL VENTILATION SYSTEM FAILURE | ECS/TVS/P/013 | UNDERPLATFORM EXHAUST FAN TRIP STATUS | ECS/TVS/C/003 | CARD FAULTY | ECS/TVS/R/008 | REPLACE
ECS/TVS | TUNNEL VENTILATION SYSTEM FAILURE | ECS/TVS/P/013 | UNDERPLATFORM EXHAUST FAN TRIP STATUS | ECS/TVS/C/004 | CARD HANG | ECS/TVS/R/010 | RESET
ECS/TVS | TUNNEL VENTILATION SYSTEM FAILURE | ECS/TVS/P/013 | UNDERPLATFORM EXHAUST FAN TRIP STATUS | ECS/TVS/C/005 | COMPRESSOR | ECS/TVS/R/008 | REPLACE
ECS/TVS | TUNNEL VENTILATION SYSTEM FAILURE | ECS/TVS/P/013 | UNDERPLATFORM EXHAUST FAN TRIP STATUS | ECS/TVS/C/009 | FIRE ALARM ACTIVATE | ECS/TVS/R/004 | NON-EQUIPMENT FAULT
ECS/TVS | TUNNEL VENTILATION SYSTEM FAILURE | ECS/TVS/P/013 | UNDERPLATFORM EXHAUST FAN TRIP STATUS | ECS/TVS/C/002 | BLOWER MOTOR FAULTY | ECS/TVS/R/008 | REPLACE
ECS/TVS | TUNNEL VENTILATION SYSTEM FAILURE | ECS/TVS/P/013 | UNDERPLATFORM EXHAUST FAN TRIP STATUS | ECS/TVS/C/017 | WATER LEVEL SENSOR ACTIVATE | ECS/TVS/R/002 | CLEAR DRAINAGE
ECS/TVS | TUNNEL VENTILATION SYSTEM FAILURE | ECS/TVS/P/013 | UNDERPLATFORM EXHAUST FAN TRIP STATUS | ECS/TVS/C/016 | SOLENOID VALVE UNABLE TO OPEN | ECS/TVS/R/008 | REPLACE
ECS/TVS | TUNNEL VENTILATION SYSTEM FAILURE | ECS/TVS/P/013 | UNDERPLATFORM EXHAUST FAN TRIP STATUS | ECS/TVS/C/012 | MOTOR FAULTY | ECS/TVS/R/006 | OVERHAUL / REWIND
ECS/TVS | TUNNEL VENTILATION SYSTEM FAILURE | ECS/TVS/P/013 | UNDERPLATFORM EXHAUST FAN TRIP STATUS | ECS/TVS/C/012 | MOTOR FAULTY | ECS/TVS/R/008 | REPLACE
ECS/TVS | TUNNEL VENTILATION SYSTEM FAILURE | ECS/TVS/P/013 | UNDERPLATFORM EXHAUST FAN TRIP STATUS | ECS/TVS/C/010 | MECHANICAL OPERATE VALVE FAULTY | ECS/TVS/R/008 | REPLACE
ECS/TVS | TUNNEL VENTILATION SYSTEM FAILURE | ECS/TVS/P/013 | UNDERPLATFORM EXHAUST FAN TRIP STATUS | ECS/TVS/C/006 | CONTROL CARD | ECS/TVS/R/008 | REPLACE
ECS/TVS | TUNNEL VENTILATION SYSTEM FAILURE | ECS/TVS/P/013 | UNDERPLATFORM EXHAUST FAN TRIP STATUS | ECS/TVS/C/015 | SENSOR | ECS/TVS/R/008 | REPLACE
ECS/TVS | TUNNEL VENTILATION SYSTEM FAILURE | ECS/TVS/P/014 | UNDERPLATFORM EXHAUST FAN UNABLE TO OPERATE | ECS/TVS/C/006 | CONTROL CARD | ECS/TVS/R/008 | REPLACE
ECS/TVS | TUNNEL VENTILATION SYSTEM FAILURE | ECS/TVS/P/014 | UNDERPLATFORM EXHAUST FAN UNABLE TO OPERATE | ECS/TVS/C/007 | CONTROL IS IN CENTRAL MODE | ECS/TVS/R/009 | REPROGRAM
ECS/TVS | TUNNEL VENTILATION SYSTEM FAILURE | ECS/TVS/P/014 | UNDERPLATFORM EXHAUST FAN UNABLE TO OPERATE | ECS/TVS/C/014 | REMOTE CONTROL FAULTY | ECS/TVS/R/008 | REPLACE
ECS/TVS | TUNNEL VENTILATION SYSTEM FAILURE | ECS/TVS/P/014 | UNDERPLATFORM EXHAUST FAN UNABLE TO OPERATE | ECS/TVS/C/013 | NON-EQUIPMENT FAULT | ECS/TVS/R/004 | NON-EQUIPMENT FAULT
ECS/TVS | TUNNEL VENTILATION SYSTEM FAILURE | ECS/TVS/P/014 | UNDERPLATFORM EXHAUST FAN UNABLE TO OPERATE | ECS/TVS/C/012 | MOTOR FAULTY | ECS/TVS/R/006 | OVERHAUL / REWIND
ECS/TVS | TUNNEL VENTILATION SYSTEM FAILURE | ECS/TVS/P/014 | UNDERPLATFORM EXHAUST FAN UNABLE TO OPERATE | ECS/TVS/C/012 | MOTOR FAULTY | ECS/TVS/R/008 | REPLACE
ECS/TVS | TUNNEL VENTILATION SYSTEM FAILURE | ECS/TVS/P/014 | UNDERPLATFORM EXHAUST FAN UNABLE TO OPERATE | ECS/TVS/C/010 | MECHANICAL OPERATE VALVE FAULTY | ECS/TVS/R/008 | REPLACE
ECS/TVS | TUNNEL VENTILATION SYSTEM FAILURE | ECS/TVS/P/015 | UNDERPLATFORM EXHAUST FAN NOISY | ECS/TVS/C/008 | DIRTY | ECS/TVS/R/001 | CLEAN
ECS/TVS | TUNNEL VENTILATION SYSTEM FAILURE | ECS/TVS/P/015 | UNDERPLATFORM EXHAUST FAN NOISY | ECS/TVS/C/011 | MOTOR BEARING | ECS/TVS/R/008 | REPLACE
ECS/TVS | TUNNEL VENTILATION SYSTEM FAILURE | ECS/TVS/P/015 | UNDERPLATFORM EXHAUST FAN NOISY | ECS/TVS/C/011 | MOTOR BEARING | ECS/TVS/R/005 | OVERHAUL
ECS/TVS | TUNNEL VENTILATION SYSTEM FAILURE | ECS/TVS/P/015 | UNDERPLATFORM EXHAUST FAN NOISY | ECS/TVS/C/001 | BELT | ECS/TVS/R/008 | REPLACE
ECS/TVS | TUNNEL VENTILATION SYSTEM FAILURE | ECS/TVS/P/015 | UNDERPLATFORM EXHAUST FAN NOISY | ECS/TVS/C/001 | BELT | ECS/TVS/R/007 | READJUST
FPS/SPS | AUTOMATIC SPRINKLER SYSTEM FAILURE | FPS/SPS/P/005 | SPRINKLER SYSTEM WATER LEAKAGE | FPS/SPS/C/003 | GASKET FAILURE | FPS/SPS/R/005 | REPLACE
FPS/SPS | AUTOMATIC SPRINKLER SYSTEM FAILURE | FPS/SPS/P/005 | SPRINKLER SYSTEM WATER LEAKAGE | FPS/SPS/C/005 | LOOSE CONNECTION | FPS/SPS/R/008 | TIGHTEN
FPS/SPS | AUTOMATIC SPRINKLER SYSTEM FAILURE | FPS/SPS/P/005 | SPRINKLER SYSTEM WATER LEAKAGE | FPS/SPS/C/007 | PIPE DAMAGE | FPS/SPS/R/005 | REPLACE
FPS/SPS | AUTOMATIC SPRINKLER SYSTEM FAILURE | FPS/SPS/P/005 | SPRINKLER SYSTEM WATER LEAKAGE | FPS/SPS/C/004 | HOSEREEL LEAKING | FPS/SPS/R/008 | TIGHTEN
FPS/SPS | AUTOMATIC SPRINKLER SYSTEM FAILURE | FPS/SPS/P/006 | SPRINKLER SYSTEM RUSTY | FPS/SPS/C/011 | WEAR AND TEAR | FPS/SPS/R/001 | DERUST & TOUCH UP PAINT
FPS/SPS | AUTOMATIC SPRINKLER SYSTEM FAILURE | FPS/SPS/P/007 | SPRINKLER SYSTEM TRIP STATUS | FPS/SPS/C/009 | PUMP FAULTY | FPS/SPS/R/005 | REPLACE
FPS/SPS | AUTOMATIC SPRINKLER SYSTEM FAILURE | FPS/SPS/P/007 | SPRINKLER SYSTEM TRIP STATUS | FPS/SPS/C/009 | PUMP FAULTY | FPS/SPS/R/004 | REPAIR
FPS/SPS | AUTOMATIC SPRINKLER SYSTEM FAILURE | FPS/SPS/P/007 | SPRINKLER SYSTEM TRIP STATUS | FPS/SPS/C/010 | RELAY FAULTY | FPS/SPS/R/005 | REPLACE
FPS/SPS | AUTOMATIC SPRINKLER SYSTEM FAILURE | FPS/SPS/P/007 | SPRINKLER TANK WATER LEAKAGE | FPS/SPS/C/003 | GASKET FAILURE | FPS/SPS/R/005 | REPLACE
FPS/SPS | AUTOMATIC SPRINKLER SYSTEM FAILURE | FPS/SPS/P/007 | SPRINKLER TANK WATER LEAKAGE | FPS/SPS/C/005 | LOOSE CONNECTION | FPS/SPS/R/008 | TIGHTEN
FPS/SPS | AUTOMATIC SPRINKLER SYSTEM FAILURE | FPS/SPS/P/007 | SPRINKLER TANK WATER LEAKAGE | FPS/SPS/C/007 | PIPE DAMAGE | FPS/SPS/R/005 | REPLACE
FPS/SPS | AUTOMATIC SPRINKLER SYSTEM FAILURE | FPS/SPS/P/007 | SPRINKLER TANK WATER LEAKAGE | FPS/SPS/C/004 | HOSEREEL LEAKING | FPS/SPS/R/008 | TIGHTEN
FPS/SPS | AUTOMATIC SPRINKLER SYSTEM FAILURE | FPS/SPS/P/008 | SPRINKLER TANK RUSTY | FPS/SPS/C/011 | WEAR AND TEAR | FPS/SPS/R/001 | DERUST & TOUCH UP PAINT
FPS/SPS | AUTOMATIC SPRINKLER SYSTEM FAILURE | FPS/SPS/P/009 | SPRINKLER TANK TRIP STATUS | FPS/SPS/C/009 | PUMP FAULTY | FPS/SPS/R/005 | REPLACE
FPS/SPS | AUTOMATIC SPRINKLER SYSTEM FAILURE | FPS/SPS/P/009 | SPRINKLER TANK TRIP STATUS | FPS/SPS/C/009 | PUMP FAULTY | FPS/SPS/R/004 | REPAIR
FPS/SPS | AUTOMATIC SPRINKLER SYSTEM FAILURE | FPS/SPS/P/009 | SPRINKLER TANK TRIP STATUS | FPS/SPS/C/010 | RELAY FAULTY | FPS/SPS/R/005 | REPLACE
FPS/CGS | Automatic Gas Total Flooding System | FPS/CGS/P/006 | CLEAN GAS SYSTEM ALARM | FPS/CGS/C/001 | BATTERY FAULTY | FPS/CGS/R/004 | REPLACE
FPS/CGS | Automatic Gas Total Flooding System | FPS/CGS/P/006 | CLEAN GAS SYSTEM ALARM | FPS/CGS/C/001 | BATTERY FAULTY | FPS/CGS/R/006 | RESET
FPS/CGS | Automatic Gas Total Flooding System | FPS/CGS/P/006 | CLEAN GAS SYSTEM ALARM | FPS/CGS/C/003 | LOOSE CONNECTION | FPS/CGS/R/007 | TIGHTEN
FPS/CGS | Automatic Gas Total Flooding System | FPS/CGS/P/006 | CLEAN GAS SYSTEM ALARM | FPS/CGS/C/008 | WRONG CONNECTION | FPS/CGS/R/003 | RECONNECT
FPS/CGS | Automatic Gas Total Flooding System | FPS/CGS/P/006 | CLEAN GAS SYSTEM ALARM | FPS/CGS/C/005 | NON-EQUIPMENT FAULT | FPS/CGS/R/002 | NON-EQUIPMENT FAULT
FPS/CGS | Automatic Gas Total Flooding System | FPS/CGS/P/006 | CLEAN GAS SYSTEM ALARM | FPS/CGS/C/002 | DETECTOR FAULTY | FPS/CGS/R/004 | REPLACE
FPS/CGS | Automatic Gas Total Flooding System | FPS/CGS/P/006 | CLEAN GAS SYSTEM ALARM | FPS/CGS/C/006 | PROGRAMMING | FPS/CGS/R/005 | REPROGRAM
FPS/CGS | Automatic Gas Total Flooding System | FPS/CGS/P/007 | IGS MAP ALARM | FPS/CGS/C/001 | BATTERY FAULTY | FPS/CGS/R/004 | REPLACE
FPS/CGS | Automatic Gas Total Flooding System | FPS/CGS/P/007 | IGS MAP ALARM | FPS/CGS/C/001 | BATTERY FAULTY | FPS/CGS/R/006 | RESET
FPS/CGS | Automatic Gas Total Flooding System | FPS/CGS/P/007 | IGS MAP ALARM | FPS/CGS/C/003 | LOOSE CONNECTION | FPS/CGS/R/007 | TIGHTEN
FPS/CGS | Automatic Gas Total Flooding System | FPS/CGS/P/007 | IGS MAP ALARM | FPS/CGS/C/008 | WRONG CONNECTION | FPS/CGS/R/003 | RECONNECT
FPS/CGS | Automatic Gas Total Flooding System | FPS/CGS/P/007 | IGS MAP ALARM | FPS/CGS/C/005 | NON-EQUIPMENT FAULT | FPS/CGS/R/002 | NON-EQUIPMENT FAULT
FPS/CGS | Automatic Gas Total Flooding System | FPS/CGS/P/007 | IGS MAP ALARM | FPS/CGS/C/002 | DETECTOR FAULTY | FPS/CGS/R/004 | REPLACE
FPS/CGS | Automatic Gas Total Flooding System | FPS/CGS/P/007 | IGS MAP ALARM | FPS/CGS/C/006 | PROGRAMMING | FPS/CGS/R/005 | REPROGRAM
FPS/CGS | Automatic Gas Total Flooding System | FPS/CGS/P/008 | SAP ALARM | FPS/CGS/C/001 | BATTERY FAULTY | FPS/CGS/R/004 | REPLACE
FPS/CGS | Automatic Gas Total Flooding System | FPS/CGS/P/008 | SAP ALARM | FPS/CGS/C/001 | BATTERY FAULTY | FPS/CGS/R/006 | RESET
FPS/CGS | Automatic Gas Total Flooding System | FPS/CGS/P/008 | SAP ALARM | FPS/CGS/C/003 | LOOSE CONNECTION | FPS/CGS/R/007 | TIGHTEN
FPS/CGS | Automatic Gas Total Flooding System | FPS/CGS/P/008 | SAP ALARM | FPS/CGS/C/008 | WRONG CONNECTION | FPS/CGS/R/003 | RECONNECT
FPS/CGS | Automatic Gas Total Flooding System | FPS/CGS/P/008 | SAP ALARM | FPS/CGS/C/005 | NON-EQUIPMENT FAULT | FPS/CGS/R/002 | NON-EQUIPMENT FAULT
FPS/CGS | Automatic Gas Total Flooding System | FPS/CGS/P/008 | SAP ALARM | FPS/CGS/C/002 | DETECTOR FAULTY | FPS/CGS/R/004 | REPLACE
FPS/CGS | Automatic Gas Total Flooding System | FPS/CGS/P/008 | SAP ALARM | FPS/CGS/C/006 | PROGRAMMING | FPS/CGS/R/005 | REPROGRAM
FPS/CGS | Automatic Gas Total Flooding System | FPS/CGS/P/009 | RIGP ALARM | FPS/CGS/C/001 | BATTERY FAULTY | FPS/CGS/R/004 | REPLACE
FPS/CGS | Automatic Gas Total Flooding System | FPS/CGS/P/009 | RIGP ALARM | FPS/CGS/C/001 | BATTERY FAULTY | FPS/CGS/R/006 | RESET
FPS/CGS | Automatic Gas Total Flooding System | FPS/CGS/P/009 | RIGP ALARM | FPS/CGS/C/003 | LOOSE CONNECTION | FPS/CGS/R/007 | TIGHTEN
FPS/CGS | Automatic Gas Total Flooding System | FPS/CGS/P/009 | RIGP ALARM | FPS/CGS/C/008 | WRONG CONNECTION | FPS/CGS/R/003 | RECONNECT
FPS/CGS | Automatic Gas Total Flooding System | FPS/CGS/P/009 | RIGP ALARM | FPS/CGS/C/005 | NON-EQUIPMENT FAULT | FPS/CGS/R/002 | NON-EQUIPMENT FAULT
FPS/CGS | Automatic Gas Total Flooding System | FPS/CGS/P/009 | RIGP ALARM | FPS/CGS/C/002 | DETECTOR FAULTY | FPS/CGS/R/004 | REPLACE
FPS/CGS | Automatic Gas Total Flooding System | FPS/CGS/P/009 | RIGP ALARM | FPS/CGS/C/006 | PROGRAMMING | FPS/CGS/R/005 | REPROGRAM
WHS/SEJ | SEWAGE EJECTOR PUMP & TANK SYSTEM FAILURE | WHS/SEJ/P/010 | SEWAGE EJECTOR SUMP PUMP TRIP STATUS | WHS/SEJ/C/007 | FLOAT SWITCH STUCK / ENTANGLED | WHS/SEJ/R/006 | READJUST
WHS/SEJ | SEWAGE EJECTOR PUMP & TANK SYSTEM FAILURE | WHS/SEJ/P/010 | SEWAGE EJECTOR SUMP PUMP TRIP STATUS | WHS/SEJ/C/006 | FLOAT SWITCH FAULTY | WHS/SEJ/R/009 | REPLACE
WHS/SEJ | SEWAGE EJECTOR PUMP & TANK SYSTEM FAILURE | WHS/SEJ/P/010 | SEWAGE EJECTOR SUMP PUMP TRIP STATUS | WHS/SEJ/C/018 | PUMP FAULTY | WHS/SEJ/R/009 | REPLACE
WHS/SEJ | SEWAGE EJECTOR PUMP & TANK SYSTEM FAILURE | WHS/SEJ/P/010 | SEWAGE EJECTOR SUMP PUMP TRIP STATUS | WHS/SEJ/C/018 | PUMP FAULTY | WHS/SEJ/R/008 | REPAIR
WHS/SEJ | SEWAGE EJECTOR PUMP & TANK SYSTEM FAILURE | WHS/SEJ/P/010 | SEWAGE EJECTOR SUMP PUMP TRIP STATUS | WHS/SEJ/C/020 | RELAY FAULTY | WHS/SEJ/R/009 | REPLACE
WHS/SEJ | SEWAGE EJECTOR PUMP & TANK SYSTEM FAILURE | WHS/SEJ/P/010 | SEWAGE EJECTOR SUMP PUMP TRIP STATUS | WHS/SEJ/C/003 | ELECTRODE WATER SENSOR | WHS/SEJ/R/009 | REPLACE
WHS/SEJ | SEWAGE EJECTOR PUMP & TANK SYSTEM FAILURE | WHS/SEJ/P/010 | SEWAGE EJECTOR SUMP PUMP TRIP STATUS | WHS/SEJ/C/003 | ELECTRODE WATER SENSOR | WHS/SEJ/R/001 | CLEAN
WHS/SEJ | SEWAGE EJECTOR PUMP & TANK SYSTEM FAILURE | WHS/SEJ/P/010 | SEWAGE EJECTOR SUMP PUMP TRIP STATUS | WHS/SEJ/C/011 | LOOSE CONNECTION | WHS/SEJ/R/012 | TIGHTEN
WHS/SEJ | SEWAGE EJECTOR PUMP & TANK SYSTEM FAILURE | WHS/SEJ/P/010 | SEWAGE EJECTOR SUMP PUMP TRIP STATUS | WHS/SEJ/C/021 | RESET AND MONITOR | WHS/SEJ/R/011 | RESET
WHS/SEJ | SEWAGE EJECTOR PUMP & TANK SYSTEM FAILURE | WHS/SEJ/P/010 | SEWAGE EJECTOR SUMP PUMP TRIP STATUS | WHS/SEJ/C/010 | INCOMING SUPPLY | WHS/SEJ/R/005 | NON-EQUIPMENT FAULT
WHS/SEJ | SEWAGE EJECTOR PUMP & TANK SYSTEM FAILURE | WHS/SEJ/P/010 | SEWAGE EJECTOR SUMP PUMP TRIP STATUS | WHS/SEJ/C/017 | PUMP CHOKE | WHS/SEJ/R/003 | CLEAR CHOKE
WHS/SEJ | SEWAGE EJECTOR PUMP & TANK SYSTEM FAILURE | WHS/SEJ/P/010 | SEWAGE EJECTOR SUMP PUMP TRIP STATUS | WHS/SEJ/C/017 | PUMP CHOKE | WHS/SEJ/R/002 | CLEAN TANK
WHS/SEJ | SEWAGE EJECTOR PUMP & TANK SYSTEM FAILURE | WHS/SEJ/P/010 | SEWAGE EJECTOR SUMP PUMP TRIP STATUS | WHS/SEJ/C/013 | PIPE CHOKE | WHS/SEJ/R/003 | CLEAR CHOKE
WHS/SEJ | SEWAGE EJECTOR PUMP & TANK SYSTEM FAILURE | WHS/SEJ/P/010 | SEWAGE EJECTOR SUMP PUMP TRIP STATUS | WHS/SEJ/C/002 | CHECK VALVE FAULTY | WHS/SEJ/R/009 | REPLACE
WHS/SEJ | SEWAGE EJECTOR PUMP & TANK SYSTEM FAILURE | WHS/SEJ/P/010 | SEWAGE EJECTOR SUMP PUMP TRIP STATUS | WHS/SEJ/C/002 | CHECK VALVE FAULTY | WHS/SEJ/R/008 | REPAIR
WHS/SEJ | SEWAGE EJECTOR PUMP & TANK SYSTEM FAILURE | WHS/SEJ/P/010 | SEWAGE EJECTOR SUMP PUMP TRIP STATUS | WHS/SEJ/C/009 | GATE VALVE FAULTY | WHS/SEJ/R/009 | REPLACE
WHS/SEJ | SEWAGE EJECTOR PUMP & TANK SYSTEM FAILURE | WHS/SEJ/P/010 | SEWAGE EJECTOR SUMP PUMP TRIP STATUS | WHS/SEJ/C/009 | GATE VALVE FAULTY | WHS/SEJ/R/008 | REPAIR
WHS/SEJ | SEWAGE EJECTOR PUMP & TANK SYSTEM FAILURE | WHS/SEJ/P/010 | SEWAGE EJECTOR SUMP PUMP TRIP STATUS | WHS/SEJ/C/015 | PRESSURE SWITCH | WHS/SEJ/R/006 | READJUST
WHS/SEJ | SEWAGE EJECTOR PUMP & TANK SYSTEM FAILURE | WHS/SEJ/P/010 | SEWAGE EJECTOR SUMP PUMP TRIP STATUS | WHS/SEJ/C/015 | PRESSURE SWITCH | WHS/SEJ/R/009 | REPLACE
WHS/SEJ | SEWAGE EJECTOR PUMP & TANK SYSTEM FAILURE | WHS/SEJ/P/010 | SEWAGE EJECTOR SUMP PUMP TRIP STATUS | WHS/SEJ/C/005 | FLEXIBLE HOSE LOOSE CONNECTION | WHS/SEJ/R/012 | TIGHTEN
WHS/SEJ | SEWAGE EJECTOR PUMP & TANK SYSTEM FAILURE | WHS/SEJ/P/010 | SEWAGE EJECTOR SUMP PUMP TRIP STATUS | WHS/SEJ/C/004 | FLEXIBLE HOSE DAMAGE | WHS/SEJ/R/009 | REPLACE
WHS/SEJ | SEWAGE EJECTOR PUMP & TANK SYSTEM FAILURE | WHS/SEJ/P/010 | SEWAGE EJECTOR SUMP PUMP TRIP STATUS | WHS/SEJ/C/001 | AIRLOCK | WHS/SEJ/R/007 | RELEASE AIRLOCK
WHS/SEJ | SEWAGE EJECTOR PUMP & TANK SYSTEM FAILURE | WHS/SEJ/P/011 | SEWAGE EJECTOR SUMP PUMP UNABLE TO OPERATE | WHS/SEJ/C/007 | FLOAT SWITCH STUCK / ENTANGLED | WHS/SEJ/R/006 | READJUST
WHS/SEJ | SEWAGE EJECTOR PUMP & TANK SYSTEM FAILURE | WHS/SEJ/P/011 | SEWAGE EJECTOR SUMP PUMP UNABLE TO OPERATE | WHS/SEJ/C/006 | FLOAT SWITCH FAULTY | WHS/SEJ/R/009 | REPLACE
WHS/SEJ | SEWAGE EJECTOR PUMP & TANK SYSTEM FAILURE | WHS/SEJ/P/011 | SEWAGE EJECTOR SUMP PUMP UNABLE TO OPERATE | WHS/SEJ/C/018 | PUMP FAULTY | WHS/SEJ/R/009 | REPLACE
WHS/SEJ | SEWAGE EJECTOR PUMP & TANK SYSTEM FAILURE | WHS/SEJ/P/011 | SEWAGE EJECTOR SUMP PUMP UNABLE TO OPERATE | WHS/SEJ/C/018 | PUMP FAULTY | WHS/SEJ/R/008 | REPAIR
WHS/SEJ | SEWAGE EJECTOR PUMP & TANK SYSTEM FAILURE | WHS/SEJ/P/011 | SEWAGE EJECTOR SUMP PUMP UNABLE TO OPERATE | WHS/SEJ/C/003 | ELECTRODE WATER SENSOR | WHS/SEJ/R/009 | REPLACE
WHS/SEJ | SEWAGE EJECTOR PUMP & TANK SYSTEM FAILURE | WHS/SEJ/P/011 | SEWAGE EJECTOR SUMP PUMP UNABLE TO OPERATE | WHS/SEJ/C/003 | ELECTRODE WATER SENSOR | WHS/SEJ/R/001 | CLEAN
WHS/SEJ | SEWAGE EJECTOR PUMP & TANK SYSTEM FAILURE | WHS/SEJ/P/011 | SEWAGE EJECTOR SUMP PUMP UNABLE TO OPERATE | WHS/SEJ/C/011 | LOOSE CONNECTION | WHS/SEJ/R/012 | TIGHTEN
WHS/SEJ | SEWAGE EJECTOR PUMP & TANK SYSTEM FAILURE | WHS/SEJ/P/011 | SEWAGE EJECTOR SUMP PUMP UNABLE TO OPERATE | WHS/SEJ/C/021 | RESET AND MONITOR | WHS/SEJ/R/011 | RESET
WHS/SEJ | SEWAGE EJECTOR PUMP & TANK SYSTEM FAILURE | WHS/SEJ/P/011 | SEWAGE EJECTOR SUMP PUMP UNABLE TO OPERATE | WHS/SEJ/C/010 | INCOMING SUPPLY | WHS/SEJ/R/005 | NON-EQUIPMENT FAULT
WHS/SEJ | SEWAGE EJECTOR PUMP & TANK SYSTEM FAILURE | WHS/SEJ/P/011 | SEWAGE EJECTOR SUMP PUMP UNABLE TO OPERATE | WHS/SEJ/C/022 | WATER LEVEL TOO LOW | WHS/SEJ/R/005 | NON-EQUIPMENT FAULT
WHS/SEJ | SEWAGE EJECTOR PUMP & TANK SYSTEM FAILURE | WHS/SEJ/P/011 | SEWAGE EJECTOR SUMP PUMP UNABLE TO OPERATE | WHS/SEJ/C/022 | WATER LEVEL TOO LOW | WHS/SEJ/R/013 | TOP UP WATER
WHS/SEJ | SEWAGE EJECTOR PUMP & TANK SYSTEM FAILURE | WHS/SEJ/P/011 | SEWAGE EJECTOR SUMP PUMP UNABLE TO OPERATE | WHS/SEJ/C/022 | WATER LEVEL TOO LOW | WHS/SEJ/R/010 | REPLACE BALL FLOAT
WHS/SEJ | SEWAGE EJECTOR PUMP & TANK SYSTEM FAILURE | WHS/SEJ/P/011 | SEWAGE EJECTOR SUMP PUMP UNABLE TO OPERATE | WHS/SEJ/C/001 | AIRLOCK | WHS/SEJ/R/007 | RELEASE AIRLOCK
WHS/SEJ | SEWAGE EJECTOR PUMP & TANK SYSTEM FAILURE | WHS/SEJ/P/012 | SEWAGE EJECTOR SUMP PUMP WATER LEAKAGE | WHS/SEJ/C/008 | GASKET | WHS/SEJ/R/009 | REPLACE
WHS/SEJ | SEWAGE EJECTOR PUMP & TANK SYSTEM FAILURE | WHS/SEJ/P/012 | SEWAGE EJECTOR SUMP PUMP WATER LEAKAGE | WHS/SEJ/C/019 | PUMP LOOSE CONNECTION | WHS/SEJ/R/012 | TIGHTEN
WHS/SEJ | SEWAGE EJECTOR PUMP & TANK SYSTEM FAILURE | WHS/SEJ/P/012 | SEWAGE EJECTOR SUMP PUMP WATER LEAKAGE | WHS/SEJ/C/014 | PIPE LOOSE CONNECTION | WHS/SEJ/R/012 | TIGHTEN
WHS/SEJ | SEWAGE EJECTOR PUMP & TANK SYSTEM FAILURE | WHS/SEJ/P/012 | SEWAGE EJECTOR SUMP PUMP WATER LEAKAGE | WHS/SEJ/C/005 | FLEXIBLE HOSE LOOSE CONNECTION | WHS/SEJ/R/012 | TIGHTEN
WHS/SEJ | SEWAGE EJECTOR PUMP & TANK SYSTEM FAILURE | WHS/SEJ/P/012 | SEWAGE EJECTOR SUMP PUMP WATER LEAKAGE | WHS/SEJ/C/004 | FLEXIBLE HOSE DAMAGE | WHS/SEJ/R/009 | REPLACE
WHS/SEJ | SEWAGE EJECTOR PUMP & TANK SYSTEM FAILURE | WHS/SEJ/P/013 | SEWAGE EJECTOR SUMP PUMP RUSTY | WHS/SEJ/C/023 | WEAR AND TEAR | WHS/SEJ/R/004 | DERUST & TOUCH UP PAINT
WHS/SEJ | SEWAGE EJECTOR PUMP & TANK SYSTEM FAILURE | WHS/SEJ/P/014 | SEWAGE EJECTOR SUMP PUMP KWH METER FAULTY | WHS/SEJ/C/023 | WEAR AND TEAR | WHS/SEJ/R/009 | REPLACE
WHS/SEJ | SEWAGE EJECTOR PUMP & TANK SYSTEM FAILURE | WHS/SEJ/P/015 | SEWAGE EJECTOR SUMP PUMP RUNNING HOUR METER FAULTY | WHS/SEJ/C/023 | WEAR AND TEAR | WHS/SEJ/R/009 | REPLACE
WHS/SEJ | SEWAGE EJECTOR PUMP & TANK SYSTEM FAILURE | WHS/SEJ/P/016 | SEWAGE EJECTOR SUMP PUMP VOLT METER FAULTY | WHS/SEJ/C/023 | WEAR AND TEAR | WHS/SEJ/R/009 | REPLACE
WHS/SEJ | SEWAGE EJECTOR PUMP & TANK SYSTEM FAILURE | WHS/SEJ/P/017 | SEWAGE EJECTOR SUMP PUMP PRESSURE GAUGE FAULTY | WHS/SEJ/C/023 | WEAR AND TEAR | WHS/SEJ/R/009 | REPLACE
WHS/SEJ | SEWAGE EJECTOR PUMP & TANK SYSTEM FAILURE | WHS/SEJ/P/018 | SEWAGE EJECTOR SUMP PUMP INSUFFICIENT PRESSURE | WHS/SEJ/C/018 | PUMP FAULTY | WHS/SEJ/R/009 | REPLACE
WHS/SEJ | SEWAGE EJECTOR PUMP & TANK SYSTEM FAILURE | WHS/SEJ/P/018 | SEWAGE EJECTOR SUMP PUMP INSUFFICIENT PRESSURE | WHS/SEJ/C/018 | PUMP FAULTY | WHS/SEJ/R/008 | REPAIR
WHS/SEJ | SEWAGE EJECTOR PUMP & TANK SYSTEM FAILURE | WHS/SEJ/P/018 | SEWAGE EJECTOR SUMP PUMP INSUFFICIENT PRESSURE | WHS/SEJ/C/010 | INCOMING SUPPLY | WHS/SEJ/R/005 | NON-EQUIPMENT FAULT
WHS/SEJ | SEWAGE EJECTOR PUMP & TANK SYSTEM FAILURE | WHS/SEJ/P/019 | SEWAGE EJECTOR SUMP PUMP GWS INDICATION | WHS/SEJ/C/012 | NON-EQUIPMENT FAULT | WHS/SEJ/R/005 | NON-EQUIPMENT FAULT
WHS/SEJ | SEWAGE EJECTOR PUMP & TANK SYSTEM FAILURE | WHS/SEJ/P/019 | SEWAGE EJECTOR SUMP PUMP GWS INDICATION | WHS/SEJ/C/020 | RELAY FAULTY | WHS/SEJ/R/009 | REPLACE
WHS/SEJ | SEWAGE EJECTOR PUMP & TANK SYSTEM FAILURE | WHS/SEJ/P/022 | SEWAGE EJECTOR TANK WATER LEAKAGE | WHS/SEJ/C/008 | GASKET | WHS/SEJ/R/009 | REPLACE
WHS/SEJ | SEWAGE EJECTOR PUMP & TANK SYSTEM FAILURE | WHS/SEJ/P/022 | SEWAGE EJECTOR TANK WATER LEAKAGE | WHS/SEJ/C/014 | PIPE LOOSE CONNECTION | WHS/SEJ/R/012 | TIGHTEN
WHS/SEJ | SEWAGE EJECTOR PUMP & TANK SYSTEM FAILURE | WHS/SEJ/P/023 | SEWAGE EJECTOR TANK RUSTY | WHS/SEJ/C/023 | WEAR AND TEAR | WHS/SEJ/R/004 | DERUST & TOUCH UP PAINT
WHS/SMP | DRAINAGE SUMP PUMP SYSTEM FAILURE | WHS/SMP/P/011 | DRAINAGE SUMP PUMP TRIP STATUS | WHS/SMP/C/007 | FLOAT SWITCH STUCK / ENTANGLED | WHS/SMP/R/006 | READJUST
WHS/SMP | DRAINAGE SUMP PUMP SYSTEM FAILURE | WHS/SMP/P/011 | DRAINAGE SUMP PUMP TRIP STATUS | WHS/SMP/C/006 | FLOAT SWITCH FAULTY | WHS/SMP/R/009 | REPLACE
WHS/SMP | DRAINAGE SUMP PUMP SYSTEM FAILURE | WHS/SMP/P/011 | DRAINAGE SUMP PUMP TRIP STATUS | WHS/SMP/C/018 | PUMP FAULTY | WHS/SMP/R/009 | REPLACE
WHS/SMP | DRAINAGE SUMP PUMP SYSTEM FAILURE | WHS/SMP/P/011 | DRAINAGE SUMP PUMP TRIP STATUS | WHS/SMP/C/018 | PUMP FAULTY | WHS/SMP/R/008 | REPAIR
WHS/SMP | DRAINAGE SUMP PUMP SYSTEM FAILURE | WHS/SMP/P/011 | DRAINAGE SUMP PUMP TRIP STATUS | WHS/SMP/C/020 | RELAY FAULTY | WHS/SMP/R/009 | REPLACE
WHS/SMP | DRAINAGE SUMP PUMP SYSTEM FAILURE | WHS/SMP/P/011 | DRAINAGE SUMP PUMP TRIP STATUS | WHS/SMP/C/003 | ELECTRODE WATER SENSOR | WHS/SMP/R/009 | REPLACE
WHS/SMP | DRAINAGE SUMP PUMP SYSTEM FAILURE | WHS/SMP/P/011 | DRAINAGE SUMP PUMP TRIP STATUS | WHS/SMP/C/003 | ELECTRODE WATER SENSOR | WHS/SMP/R/001 | CLEAN
WHS/SMP | DRAINAGE SUMP PUMP SYSTEM FAILURE | WHS/SMP/P/011 | DRAINAGE SUMP PUMP TRIP STATUS | WHS/SMP/C/011 | LOOSE CONNECTION | WHS/SMP/R/012 | TIGHTEN
WHS/SMP | DRAINAGE SUMP PUMP SYSTEM FAILURE | WHS/SMP/P/011 | DRAINAGE SUMP PUMP TRIP STATUS | WHS/SMP/C/021 | RESET AND MONITOR | WHS/SMP/R/011 | RESET
WHS/SMP | DRAINAGE SUMP PUMP SYSTEM FAILURE | WHS/SMP/P/011 | DRAINAGE SUMP PUMP TRIP STATUS | WHS/SMP/C/010 | INCOMING SUPPLY | WHS/SMP/R/005 | NON-EQUIPMENT FAULT
WHS/SMP | DRAINAGE SUMP PUMP SYSTEM FAILURE | WHS/SMP/P/011 | DRAINAGE SUMP PUMP TRIP STATUS | WHS/SMP/C/017 | PUMP CHOKE | WHS/SMP/R/003 | CLEAR CHOKE
WHS/SMP | DRAINAGE SUMP PUMP SYSTEM FAILURE | WHS/SMP/P/011 | DRAINAGE SUMP PUMP TRIP STATUS | WHS/SMP/C/017 | PUMP CHOKE | WHS/SMP/R/002 | CLEAN TANK
WHS/SMP | DRAINAGE SUMP PUMP SYSTEM FAILURE | WHS/SMP/P/011 | DRAINAGE SUMP PUMP TRIP STATUS | WHS/SMP/C/013 | PIPE CHOKE | WHS/SMP/R/003 | CLEAR CHOKE
WHS/SMP | DRAINAGE SUMP PUMP SYSTEM FAILURE | WHS/SMP/P/011 | DRAINAGE SUMP PUMP TRIP STATUS | WHS/SMP/C/002 | CHECK VALVE FAULTY | WHS/SMP/R/009 | REPLACE
WHS/SMP | DRAINAGE SUMP PUMP SYSTEM FAILURE | WHS/SMP/P/011 | DRAINAGE SUMP PUMP TRIP STATUS | WHS/SMP/C/002 | CHECK VALVE FAULTY | WHS/SMP/R/008 | REPAIR
WHS/SMP | DRAINAGE SUMP PUMP SYSTEM FAILURE | WHS/SMP/P/011 | DRAINAGE SUMP PUMP TRIP STATUS | WHS/SMP/C/009 | GATE VALVE FAULTY | WHS/SMP/R/009 | REPLACE
WHS/SMP | DRAINAGE SUMP PUMP SYSTEM FAILURE | WHS/SMP/P/011 | DRAINAGE SUMP PUMP TRIP STATUS | WHS/SMP/C/009 | GATE VALVE FAULTY | WHS/SMP/R/008 | REPAIR
WHS/SMP | DRAINAGE SUMP PUMP SYSTEM FAILURE | WHS/SMP/P/011 | DRAINAGE SUMP PUMP TRIP STATUS | WHS/SMP/C/015 | PRESSURE SWITCH | WHS/SMP/R/006 | READJUST
WHS/SMP | DRAINAGE SUMP PUMP SYSTEM FAILURE | WHS/SMP/P/011 | DRAINAGE SUMP PUMP TRIP STATUS | WHS/SMP/C/015 | PRESSURE SWITCH | WHS/SMP/R/009 | REPLACE
WHS/SMP | DRAINAGE SUMP PUMP SYSTEM FAILURE | WHS/SMP/P/011 | DRAINAGE SUMP PUMP TRIP STATUS | WHS/SMP/C/005 | FLEXIBLE HOSE LOOSE CONNECTION | WHS/SMP/R/012 | TIGHTEN
WHS/SMP | DRAINAGE SUMP PUMP SYSTEM FAILURE | WHS/SMP/P/011 | DRAINAGE SUMP PUMP TRIP STATUS | WHS/SMP/C/004 | FLEXIBLE HOSE DAMAGE | WHS/SMP/R/009 | REPLACE
WHS/SMP | DRAINAGE SUMP PUMP SYSTEM FAILURE | WHS/SMP/P/011 | DRAINAGE SUMP PUMP TRIP STATUS | WHS/SMP/C/001 | AIRLOCK | WHS/SMP/R/007 | RELEASE AIRLOCK
WHS/SMP | DRAINAGE SUMP PUMP SYSTEM FAILURE | WHS/SMP/P/012 | DRAINAGE SUMP PUMP UNABLE TO OPERATE | WHS/SMP/C/007 | FLOAT SWITCH STUCK / ENTANGLED | WHS/SMP/R/006 | READJUST
WHS/SMP | DRAINAGE SUMP PUMP SYSTEM FAILURE | WHS/SMP/P/012 | DRAINAGE SUMP PUMP UNABLE TO OPERATE | WHS/SMP/C/006 | FLOAT SWITCH FAULTY | WHS/SMP/R/009 | REPLACE
WHS/SMP | DRAINAGE SUMP PUMP SYSTEM FAILURE | WHS/SMP/P/012 | DRAINAGE SUMP PUMP UNABLE TO OPERATE | WHS/SMP/C/018 | PUMP FAULTY | WHS/SMP/R/009 | REPLACE
WHS/SMP | DRAINAGE SUMP PUMP SYSTEM FAILURE | WHS/SMP/P/012 | DRAINAGE SUMP PUMP UNABLE TO OPERATE | WHS/SMP/C/018 | PUMP FAULTY | WHS/SMP/R/008 | REPAIR
WHS/SMP | DRAINAGE SUMP PUMP SYSTEM FAILURE | WHS/SMP/P/012 | DRAINAGE SUMP PUMP UNABLE TO OPERATE | WHS/SMP/C/003 | ELECTRODE WATER SENSOR | WHS/SMP/R/009 | REPLACE
WHS/SMP | DRAINAGE SUMP PUMP SYSTEM FAILURE | WHS/SMP/P/012 | DRAINAGE SUMP PUMP UNABLE TO OPERATE | WHS/SMP/C/003 | ELECTRODE WATER SENSOR | WHS/SMP/R/001 | CLEAN
WHS/SMP | DRAINAGE SUMP PUMP SYSTEM FAILURE | WHS/SMP/P/012 | DRAINAGE SUMP PUMP UNABLE TO OPERATE | WHS/SMP/C/011 | LOOSE CONNECTION | WHS/SMP/R/012 | TIGHTEN
WHS/SMP | DRAINAGE SUMP PUMP SYSTEM FAILURE | WHS/SMP/P/012 | DRAINAGE SUMP PUMP UNABLE TO OPERATE | WHS/SMP/C/021 | RESET AND MONITOR | WHS/SMP/R/011 | RESET
WHS/SMP | DRAINAGE SUMP PUMP SYSTEM FAILURE | WHS/SMP/P/012 | DRAINAGE SUMP PUMP UNABLE TO OPERATE | WHS/SMP/C/010 | INCOMING SUPPLY | WHS/SMP/R/005 | NON-EQUIPMENT FAULT
WHS/SMP | DRAINAGE SUMP PUMP SYSTEM FAILURE | WHS/SMP/P/012 | DRAINAGE SUMP PUMP UNABLE TO OPERATE | WHS/SMP/C/022 | WATER LEVEL TOO LOW | WHS/SMP/R/005 | NON-EQUIPMENT FAULT
WHS/SMP | DRAINAGE SUMP PUMP SYSTEM FAILURE | WHS/SMP/P/012 | DRAINAGE SUMP PUMP UNABLE TO OPERATE | WHS/SMP/C/022 | WATER LEVEL TOO LOW | WHS/SMP/R/013 | TOP UP WATER
WHS/SMP | DRAINAGE SUMP PUMP SYSTEM FAILURE | WHS/SMP/P/012 | DRAINAGE SUMP PUMP UNABLE TO OPERATE | WHS/SMP/C/022 | WATER LEVEL TOO LOW | WHS/SMP/R/010 | REPLACE BALL FLOAT
WHS/SMP | DRAINAGE SUMP PUMP SYSTEM FAILURE | WHS/SMP/P/012 | DRAINAGE SUMP PUMP UNABLE TO OPERATE | WHS/SMP/C/001 | AIRLOCK | WHS/SMP/R/007 | RELEASE AIRLOCK
WHS/SMP | DRAINAGE SUMP PUMP SYSTEM FAILURE | WHS/SMP/P/013 | DRAINAGE SUMP PUMP WATER LEAKAGE | WHS/SMP/C/008 | GASKET | WHS/SMP/R/009 | REPLACE
WHS/SMP | DRAINAGE SUMP PUMP SYSTEM FAILURE | WHS/SMP/P/013 | DRAINAGE SUMP PUMP WATER LEAKAGE | WHS/SMP/C/019 | PUMP LOOSE CONNECTION | WHS/SMP/R/012 | TIGHTEN
WHS/SMP | DRAINAGE SUMP PUMP SYSTEM FAILURE | WHS/SMP/P/013 | DRAINAGE SUMP PUMP WATER LEAKAGE | WHS/SMP/C/014 | PIPE LOOSE CONNECTION | WHS/SMP/R/012 | TIGHTEN
WHS/SMP | DRAINAGE SUMP PUMP SYSTEM FAILURE | WHS/SMP/P/013 | DRAINAGE SUMP PUMP WATER LEAKAGE | WHS/SMP/C/005 | FLEXIBLE HOSE LOOSE CONNECTION | WHS/SMP/R/012 | TIGHTEN
WHS/SMP | DRAINAGE SUMP PUMP SYSTEM FAILURE | WHS/SMP/P/013 | DRAINAGE SUMP PUMP WATER LEAKAGE | WHS/SMP/C/004 | FLEXIBLE HOSE DAMAGE | WHS/SMP/R/009 | REPLACE
WHS/SMP | DRAINAGE SUMP PUMP SYSTEM FAILURE | WHS/SMP/P/014 | DRAINAGE SUMP PUMP RUSTY | WHS/SMP/C/023 | WEAR AND TEAR | WHS/SMP/R/004 | DERUST & TOUCH UP PAINT
WHS/SMP | DRAINAGE SUMP PUMP SYSTEM FAILURE | WHS/SMP/P/015 | DRAINAGE SUMP PUMP KWH METER FAULTY | WHS/SMP/C/023 | WEAR AND TEAR | WHS/SMP/R/009 | REPLACE
WHS/SMP | DRAINAGE SUMP PUMP SYSTEM FAILURE | WHS/SMP/P/016 | DRAINAGE SUMP PUMP RUNNING HOUR METER FAULTY | WHS/SMP/C/023 | WEAR AND TEAR | WHS/SMP/R/009 | REPLACE
WHS/SMP | DRAINAGE SUMP PUMP SYSTEM FAILURE | WHS/SMP/P/017 | DRAINAGE SUMP PUMP VOLT METER FAULTY | WHS/SMP/C/023 | WEAR AND TEAR | WHS/SMP/R/009 | REPLACE
WHS/SMP | DRAINAGE SUMP PUMP SYSTEM FAILURE | WHS/SMP/P/018 | DRAINAGE SUMP PUMP PRESSURE GAUGE FAULTY | WHS/SMP/C/023 | WEAR AND TEAR | WHS/SMP/R/009 | REPLACE
WHS/SMP | DRAINAGE SUMP PUMP SYSTEM FAILURE | WHS/SMP/P/019 | DRAINAGE SUMP PUMP INSUFFICIENT PRESSURE | WHS/SMP/C/018 | PUMP FAULTY | WHS/SMP/R/009 | REPLACE
WHS/SMP | DRAINAGE SUMP PUMP SYSTEM FAILURE | WHS/SMP/P/019 | DRAINAGE SUMP PUMP INSUFFICIENT PRESSURE | WHS/SMP/C/018 | PUMP FAULTY | WHS/SMP/R/008 | REPAIR
WHS/SMP | DRAINAGE SUMP PUMP SYSTEM FAILURE | WHS/SMP/P/019 | DRAINAGE SUMP PUMP INSUFFICIENT PRESSURE | WHS/SMP/C/010 | INCOMING SUPPLY | WHS/SMP/R/005 | NON-EQUIPMENT FAULT
WHS/SMP | DRAINAGE SUMP PUMP SYSTEM FAILURE | WHS/SMP/P/020 | DRAINAGE SUMP PUMP GWS INDICATION | WHS/SMP/C/012 | NON-EQUIPMENT FAULT | WHS/SMP/R/005 | NON-EQUIPMENT FAULT
WHS/SMP | DRAINAGE SUMP PUMP SYSTEM FAILURE | WHS/SMP/P/020 | DRAINAGE SUMP PUMP GWS INDICATION | WHS/SMP/C/020 | RELAY FAULTY | WHS/SMP/R/009 | REPLACE
WHS/WSS | WATER SUPPLY SYSTEM FAILURE | WHS/WSS/P/012 | CD DRINKING WATER TANK TRIP STATUS | WHS/WSS/C/007 | FLOAT SWITCH STUCK / ENTANGLED | WHS/WSS/R/006 | READJUST
WHS/WSS | WATER SUPPLY SYSTEM FAILURE | WHS/WSS/P/012 | CD DRINKING WATER TANK TRIP STATUS | WHS/WSS/C/006 | FLOAT SWITCH FAULTY | WHS/WSS/R/009 | REPLACE
WHS/WSS | WATER SUPPLY SYSTEM FAILURE | WHS/WSS/P/012 | CD DRINKING WATER TANK TRIP STATUS | WHS/WSS/C/019 | PUMP FAULTY | WHS/WSS/R/009 | REPLACE
WHS/WSS | WATER SUPPLY SYSTEM FAILURE | WHS/WSS/P/012 | CD DRINKING WATER TANK TRIP STATUS | WHS/WSS/C/019 | PUMP FAULTY | WHS/WSS/R/008 | REPAIR
WHS/WSS | WATER SUPPLY SYSTEM FAILURE | WHS/WSS/P/012 | CD DRINKING WATER TANK TRIP STATUS | WHS/WSS/C/021 | RELAY FAULTY | WHS/WSS/R/009 | REPLACE
WHS/WSS | WATER SUPPLY SYSTEM FAILURE | WHS/WSS/P/012 | CD DRINKING WATER TANK TRIP STATUS | WHS/WSS/C/003 | ELECTRODE WATER SENSOR | WHS/WSS/R/009 | REPLACE
WHS/WSS | WATER SUPPLY SYSTEM FAILURE | WHS/WSS/P/012 | CD DRINKING WATER TANK TRIP STATUS | WHS/WSS/C/003 | ELECTRODE WATER SENSOR | WHS/WSS/R/001 | CLEAN
WHS/WSS | WATER SUPPLY SYSTEM FAILURE | WHS/WSS/P/012 | CD DRINKING WATER TANK TRIP STATUS | WHS/WSS/C/011 | LOOSE CONNECTION | WHS/WSS/R/012 | TIGHTEN
WHS/WSS | WATER SUPPLY SYSTEM FAILURE | WHS/WSS/P/012 | CD DRINKING WATER TANK TRIP STATUS | WHS/WSS/C/022 | RESET AND MONITOR | WHS/WSS/R/011 | RESET
WHS/WSS | WATER SUPPLY SYSTEM FAILURE | WHS/WSS/P/012 | CD DRINKING WATER TANK TRIP STATUS | WHS/WSS/C/010 | INCOMING SUPPLY | WHS/WSS/R/005 | NON-EQUIPMENT FAULT
WHS/WSS | WATER SUPPLY SYSTEM FAILURE | WHS/WSS/P/012 | CD DRINKING WATER TANK TRIP STATUS | WHS/WSS/C/018 | PUMP CHOKE | WHS/WSS/R/003 | CLEAR CHOKE
WHS/WSS | WATER SUPPLY SYSTEM FAILURE | WHS/WSS/P/012 | CD DRINKING WATER TANK TRIP STATUS | WHS/WSS/C/018 | PUMP CHOKE | WHS/WSS/R/002 | CLEAN TANK
WHS/WSS | WATER SUPPLY SYSTEM FAILURE | WHS/WSS/P/012 | CD DRINKING WATER TANK TRIP STATUS | WHS/WSS/C/013 | PIPE CHOKE | WHS/WSS/R/003 | CLEAR CHOKE
WHS/WSS | WATER SUPPLY SYSTEM FAILURE | WHS/WSS/P/012 | CD DRINKING WATER TANK TRIP STATUS | WHS/WSS/C/002 | CHECK VALVE FAULTY | WHS/WSS/R/009 | REPLACE
WHS/WSS | WATER SUPPLY SYSTEM FAILURE | WHS/WSS/P/012 | CD DRINKING WATER TANK TRIP STATUS | WHS/WSS/C/002 | CHECK VALVE FAULTY | WHS/WSS/R/008 | REPAIR
WHS/WSS | WATER SUPPLY SYSTEM FAILURE | WHS/WSS/P/012 | CD DRINKING WATER TANK TRIP STATUS | WHS/WSS/C/009 | GATE VALVE FAULTY | WHS/WSS/R/009 | REPLACE
WHS/WSS | WATER SUPPLY SYSTEM FAILURE | WHS/WSS/P/012 | CD DRINKING WATER TANK TRIP STATUS | WHS/WSS/C/009 | GATE VALVE FAULTY | WHS/WSS/R/008 | REPAIR
WHS/WSS | WATER SUPPLY SYSTEM FAILURE | WHS/WSS/P/012 | CD DRINKING WATER TANK TRIP STATUS | WHS/WSS/C/015 | PRESSURE SWITCH | WHS/WSS/R/006 | READJUST
WHS/WSS | WATER SUPPLY SYSTEM FAILURE | WHS/WSS/P/012 | CD DRINKING WATER TANK TRIP STATUS | WHS/WSS/C/015 | PRESSURE SWITCH | WHS/WSS/R/009 | REPLACE
WHS/WSS | WATER SUPPLY SYSTEM FAILURE | WHS/WSS/P/012 | CD DRINKING WATER TANK TRIP STATUS | WHS/WSS/C/005 | FLEXIBLE HOSE LOOSE CONNECTION | WHS/WSS/R/012 | TIGHTEN
WHS/WSS | WATER SUPPLY SYSTEM FAILURE | WHS/WSS/P/012 | CD DRINKING WATER TANK TRIP STATUS | WHS/WSS/C/004 | FLEXIBLE HOSE DAMAGE | WHS/WSS/R/009 | REPLACE
WHS/WSS | WATER SUPPLY SYSTEM FAILURE | WHS/WSS/P/012 | CD DRINKING WATER TANK TRIP STATUS | WHS/WSS/C/001 | AIRLOCK | WHS/WSS/R/007 | RELEASE AIRLOCK
WHS/WSS | WATER SUPPLY SYSTEM FAILURE | WHS/WSS/P/013 | CD DRINKING WATER TANK UNABLE TO OPERATE | WHS/WSS/C/007 | FLOAT SWITCH STUCK / ENTANGLED | WHS/WSS/R/006 | READJUST
WHS/WSS | WATER SUPPLY SYSTEM FAILURE | WHS/WSS/P/013 | CD DRINKING WATER TANK UNABLE TO OPERATE | WHS/WSS/C/006 | FLOAT SWITCH FAULTY | WHS/WSS/R/009 | REPLACE
WHS/WSS | WATER SUPPLY SYSTEM FAILURE | WHS/WSS/P/013 | CD DRINKING WATER TANK UNABLE TO OPERATE | WHS/WSS/C/019 | PUMP FAULTY | WHS/WSS/R/009 | REPLACE
WHS/WSS | WATER SUPPLY SYSTEM FAILURE | WHS/WSS/P/013 | CD DRINKING WATER TANK UNABLE TO OPERATE | WHS/WSS/C/019 | PUMP FAULTY | WHS/WSS/R/008 | REPAIR
WHS/WSS | WATER SUPPLY SYSTEM FAILURE | WHS/WSS/P/013 | CD DRINKING WATER TANK UNABLE TO OPERATE | WHS/WSS/C/003 | ELECTRODE WATER SENSOR | WHS/WSS/R/009 | REPLACE
WHS/WSS | WATER SUPPLY SYSTEM FAILURE | WHS/WSS/P/013 | CD DRINKING WATER TANK UNABLE TO OPERATE | WHS/WSS/C/003 | ELECTRODE WATER SENSOR | WHS/WSS/R/001 | CLEAN
WHS/WSS | WATER SUPPLY SYSTEM FAILURE | WHS/WSS/P/013 | CD DRINKING WATER TANK UNABLE TO OPERATE | WHS/WSS/C/011 | LOOSE CONNECTION | WHS/WSS/R/012 | TIGHTEN
WHS/WSS | WATER SUPPLY SYSTEM FAILURE | WHS/WSS/P/013 | CD DRINKING WATER TANK UNABLE TO OPERATE | WHS/WSS/C/022 | RESET AND MONITOR | WHS/WSS/R/011 | RESET
WHS/WSS | WATER SUPPLY SYSTEM FAILURE | WHS/WSS/P/013 | CD DRINKING WATER TANK UNABLE TO OPERATE | WHS/WSS/C/010 | INCOMING SUPPLY | WHS/WSS/R/005 | NON-EQUIPMENT FAULT
WHS/WSS | WATER SUPPLY SYSTEM FAILURE | WHS/WSS/P/013 | CD DRINKING WATER TANK UNABLE TO OPERATE | WHS/WSS/C/015 | PRESSURE SWITCH | WHS/WSS/R/006 | READJUST
WHS/WSS | WATER SUPPLY SYSTEM FAILURE | WHS/WSS/P/013 | CD DRINKING WATER TANK UNABLE TO OPERATE | WHS/WSS/C/015 | PRESSURE SWITCH | WHS/WSS/R/009 | REPLACE
WHS/WSS | WATER SUPPLY SYSTEM FAILURE | WHS/WSS/P/013 | CD DRINKING WATER TANK UNABLE TO OPERATE | WHS/WSS/C/023 | WATER LEVEL TOO LOW | WHS/WSS/R/005 | NON-EQUIPMENT FAULT
WHS/WSS | WATER SUPPLY SYSTEM FAILURE | WHS/WSS/P/013 | CD DRINKING WATER TANK UNABLE TO OPERATE | WHS/WSS/C/023 | WATER LEVEL TOO LOW | WHS/WSS/R/013 | TOP UP WATER
WHS/WSS | WATER SUPPLY SYSTEM FAILURE | WHS/WSS/P/013 | CD DRINKING WATER TANK UNABLE TO OPERATE | WHS/WSS/C/023 | WATER LEVEL TOO LOW | WHS/WSS/R/010 | REPLACE BALL FLOAT
WHS/WSS | WATER SUPPLY SYSTEM FAILURE | WHS/WSS/P/013 | CD DRINKING WATER TANK UNABLE TO OPERATE | WHS/WSS/C/001 | AIRLOCK | WHS/WSS/R/007 | RELEASE AIRLOCK
WHS/WSS | WATER SUPPLY SYSTEM FAILURE | WHS/WSS/P/014 | CD DRINKING WATER TANK WATER LEAKAGE | WHS/WSS/C/008 | GASKET | WHS/WSS/R/009 | REPLACE
WHS/WSS | WATER SUPPLY SYSTEM FAILURE | WHS/WSS/P/014 | CD DRINKING WATER TANK WATER LEAKAGE | WHS/WSS/C/020 | PUMP LOOSE CONNECTION | WHS/WSS/R/012 | TIGHTEN
WHS/WSS | WATER SUPPLY SYSTEM FAILURE | WHS/WSS/P/014 | CD DRINKING WATER TANK WATER LEAKAGE | WHS/WSS/C/014 | PIPE LOOSE CONNECTION | WHS/WSS/R/012 | TIGHTEN
WHS/WSS | WATER SUPPLY SYSTEM FAILURE | WHS/WSS/P/014 | CD DRINKING WATER TANK WATER LEAKAGE | WHS/WSS/C/005 | FLEXIBLE HOSE LOOSE CONNECTION | WHS/WSS/R/012 | TIGHTEN
WHS/WSS | WATER SUPPLY SYSTEM FAILURE | WHS/WSS/P/014 | CD DRINKING WATER TANK WATER LEAKAGE | WHS/WSS/C/004 | FLEXIBLE HOSE DAMAGE | WHS/WSS/R/009 | REPLACE
WHS/WSS | WATER SUPPLY SYSTEM FAILURE | WHS/WSS/P/015 | CD DRINKING WATER TANK RUSTY | WHS/WSS/C/024 | WEAR AND TEAR | WHS/WSS/R/004 | DERUST & TOUCH UP PAINT
WHS/WSS | WATER SUPPLY SYSTEM FAILURE | WHS/WSS/P/016 | CD DRINKING WATER TANK KWH METER FAULTY | WHS/WSS/C/024 | WEAR AND TEAR | WHS/WSS/R/009 | REPLACE
WHS/WSS | WATER SUPPLY SYSTEM FAILURE | WHS/WSS/P/017 | CD DRINKING WATER TANK RUNNING HOUR METER FAULTY | WHS/WSS/C/024 | WEAR AND TEAR | WHS/WSS/R/009 | REPLACE
WHS/WSS | WATER SUPPLY SYSTEM FAILURE | WHS/WSS/P/018 | CD DRINKING WATER TANK VOLT METER FAULTY | WHS/WSS/C/024 | WEAR AND TEAR | WHS/WSS/R/009 | REPLACE
WHS/WSS | WATER SUPPLY SYSTEM FAILURE | WHS/WSS/P/019 | CD DRINKING WATER TANK PRESSURE GAUGE FAULTY | WHS/WSS/C/024 | WEAR AND TEAR | WHS/WSS/R/009 | REPLACE
WHS/WSS | WATER SUPPLY SYSTEM FAILURE | WHS/WSS/P/021 | CD DRINKING WATER TANK INSUFFICIENT PRESSURE | WHS/WSS/C/019 | PUMP FAULTY | WHS/WSS/R/009 | REPLACE
WHS/WSS | WATER SUPPLY SYSTEM FAILURE | WHS/WSS/P/021 | CD DRINKING WATER TANK INSUFFICIENT PRESSURE | WHS/WSS/C/019 | PUMP FAULTY | WHS/WSS/R/008 | REPAIR
WHS/WSS | WATER SUPPLY SYSTEM FAILURE | WHS/WSS/P/021 | CD DRINKING WATER TANK INSUFFICIENT PRESSURE | WHS/WSS/C/010 | INCOMING SUPPLY | WHS/WSS/R/005 | NON-EQUIPMENT FAULT
WHS/WSS | WATER SUPPLY SYSTEM FAILURE | WHS/WSS/P/022 | CD DRINKING WATER TANK GWS INDICATION | WHS/WSS/C/012 | NON-EQUIPMENT FAULT | WHS/WSS/R/005 | NON-EQUIPMENT FAULT
WHS/WSS | WATER SUPPLY SYSTEM FAILURE | WHS/WSS/P/022 | CD DRINKING WATER TANK GWS INDICATION | WHS/WSS/C/021 | RELAY FAULTY | WHS/WSS/R/009 | REPLACE
WHS/WSS | WATER SUPPLY SYSTEM FAILURE | WHS/WSS/P/023 | CD DRINKING WATER TANK LOW PRESSURE | WHS/WSS/C/016 | PRESSURE TANK LEAK | WHS/WSS/R/009 | REPLACE
WHS/WSS | WATER SUPPLY SYSTEM FAILURE | WHS/WSS/P/023 | CD DRINKING WATER TANK LOW PRESSURE | WHS/WSS/C/016 | PRESSURE TANK LEAK | WHS/WSS/R/008 | REPAIR
WHS/WSS | WATER SUPPLY SYSTEM FAILURE | WHS/WSS/P/024 | HOT WATER SYSTEM TRIP STATUS | WHS/WSS/C/007 | FLOAT SWITCH STUCK / ENTANGLED | WHS/WSS/R/006 | READJUST
WHS/WSS | WATER SUPPLY SYSTEM FAILURE | WHS/WSS/P/024 | HOT WATER SYSTEM TRIP STATUS | WHS/WSS/C/006 | FLOAT SWITCH FAULTY | WHS/WSS/R/009 | REPLACE
WHS/WSS | WATER SUPPLY SYSTEM FAILURE | WHS/WSS/P/024 | HOT WATER SYSTEM TRIP STATUS | WHS/WSS/C/019 | PUMP FAULTY | WHS/WSS/R/009 | REPLACE
WHS/WSS | WATER SUPPLY SYSTEM FAILURE | WHS/WSS/P/024 | HOT WATER SYSTEM TRIP STATUS | WHS/WSS/C/019 | PUMP FAULTY | WHS/WSS/R/008 | REPAIR
WHS/WSS | WATER SUPPLY SYSTEM FAILURE | WHS/WSS/P/024 | HOT WATER SYSTEM TRIP STATUS | WHS/WSS/C/021 | RELAY FAULTY | WHS/WSS/R/009 | REPLACE
WHS/WSS | WATER SUPPLY SYSTEM FAILURE | WHS/WSS/P/024 | HOT WATER SYSTEM TRIP STATUS | WHS/WSS/C/003 | ELECTRODE WATER SENSOR | WHS/WSS/R/009 | REPLACE
WHS/WSS | WATER SUPPLY SYSTEM FAILURE | WHS/WSS/P/024 | HOT WATER SYSTEM TRIP STATUS | WHS/WSS/C/003 | ELECTRODE WATER SENSOR | WHS/WSS/R/001 | CLEAN
WHS/WSS | WATER SUPPLY SYSTEM FAILURE | WHS/WSS/P/024 | HOT WATER SYSTEM TRIP STATUS | WHS/WSS/C/011 | LOOSE CONNECTION | WHS/WSS/R/012 | TIGHTEN
WHS/WSS | WATER SUPPLY SYSTEM FAILURE | WHS/WSS/P/024 | HOT WATER SYSTEM TRIP STATUS | WHS/WSS/C/022 | RESET AND MONITOR | WHS/WSS/R/011 | RESET
WHS/WSS | WATER SUPPLY SYSTEM FAILURE | WHS/WSS/P/024 | HOT WATER SYSTEM TRIP STATUS | WHS/WSS/C/010 | INCOMING SUPPLY | WHS/WSS/R/005 | NON-EQUIPMENT FAULT
WHS/WSS | WATER SUPPLY SYSTEM FAILURE | WHS/WSS/P/024 | HOT WATER SYSTEM TRIP STATUS | WHS/WSS/C/018 | PUMP CHOKE | WHS/WSS/R/003 | CLEAR CHOKE
WHS/WSS | WATER SUPPLY SYSTEM FAILURE | WHS/WSS/P/024 | HOT WATER SYSTEM TRIP STATUS | WHS/WSS/C/018 | PUMP CHOKE | WHS/WSS/R/002 | CLEAN TANK
WHS/WSS | WATER SUPPLY SYSTEM FAILURE | WHS/WSS/P/024 | HOT WATER SYSTEM TRIP STATUS | WHS/WSS/C/013 | PIPE CHOKE | WHS/WSS/R/003 | CLEAR CHOKE
WHS/WSS | WATER SUPPLY SYSTEM FAILURE | WHS/WSS/P/024 | HOT WATER SYSTEM TRIP STATUS | WHS/WSS/C/002 | CHECK VALVE FAULTY | WHS/WSS/R/009 | REPLACE
WHS/WSS | WATER SUPPLY SYSTEM FAILURE | WHS/WSS/P/024 | HOT WATER SYSTEM TRIP STATUS | WHS/WSS/C/002 | CHECK VALVE FAULTY | WHS/WSS/R/008 | REPAIR
WHS/WSS | WATER SUPPLY SYSTEM FAILURE | WHS/WSS/P/024 | HOT WATER SYSTEM TRIP STATUS | WHS/WSS/C/009 | GATE VALVE FAULTY | WHS/WSS/R/009 | REPLACE
WHS/WSS | WATER SUPPLY SYSTEM FAILURE | WHS/WSS/P/024 | HOT WATER SYSTEM TRIP STATUS | WHS/WSS/C/009 | GATE VALVE FAULTY | WHS/WSS/R/008 | REPAIR
WHS/WSS | WATER SUPPLY SYSTEM FAILURE | WHS/WSS/P/024 | HOT WATER SYSTEM TRIP STATUS | WHS/WSS/C/015 | PRESSURE SWITCH | WHS/WSS/R/006 | READJUST
WHS/WSS | WATER SUPPLY SYSTEM FAILURE | WHS/WSS/P/024 | HOT WATER SYSTEM TRIP STATUS | WHS/WSS/C/015 | PRESSURE SWITCH | WHS/WSS/R/009 | REPLACE
WHS/WSS | WATER SUPPLY SYSTEM FAILURE | WHS/WSS/P/024 | HOT WATER SYSTEM TRIP STATUS | WHS/WSS/C/005 | FLEXIBLE HOSE LOOSE CONNECTION | WHS/WSS/R/012 | TIGHTEN
WHS/WSS | WATER SUPPLY SYSTEM FAILURE | WHS/WSS/P/024 | HOT WATER SYSTEM TRIP STATUS | WHS/WSS/C/004 | FLEXIBLE HOSE DAMAGE | WHS/WSS/R/009 | REPLACE
WHS/WSS | WATER SUPPLY SYSTEM FAILURE | WHS/WSS/P/024 | HOT WATER SYSTEM TRIP STATUS | WHS/WSS/C/001 | AIRLOCK | WHS/WSS/R/007 | RELEASE AIRLOCK
WHS/WSS | WATER SUPPLY SYSTEM FAILURE | WHS/WSS/P/025 | HOT WATER SYSTEM UNABLE TO OPERATE | WHS/WSS/C/007 | FLOAT SWITCH STUCK / ENTANGLED | WHS/WSS/R/006 | READJUST
WHS/WSS | WATER SUPPLY SYSTEM FAILURE | WHS/WSS/P/025 | HOT WATER SYSTEM UNABLE TO OPERATE | WHS/WSS/C/006 | FLOAT SWITCH FAULTY | WHS/WSS/R/009 | REPLACE
WHS/WSS | WATER SUPPLY SYSTEM FAILURE | WHS/WSS/P/025 | HOT WATER SYSTEM UNABLE TO OPERATE | WHS/WSS/C/019 | PUMP FAULTY | WHS/WSS/R/009 | REPLACE
WHS/WSS | WATER SUPPLY SYSTEM FAILURE | WHS/WSS/P/025 | HOT WATER SYSTEM UNABLE TO OPERATE | WHS/WSS/C/019 | PUMP FAULTY | WHS/WSS/R/008 | REPAIR
WHS/WSS | WATER SUPPLY SYSTEM FAILURE | WHS/WSS/P/025 | HOT WATER SYSTEM UNABLE TO OPERATE | WHS/WSS/C/003 | ELECTRODE WATER SENSOR | WHS/WSS/R/009 | REPLACE
WHS/WSS | WATER SUPPLY SYSTEM FAILURE | WHS/WSS/P/025 | HOT WATER SYSTEM UNABLE TO OPERATE | WHS/WSS/C/003 | ELECTRODE WATER SENSOR | WHS/WSS/R/001 | CLEAN
WHS/WSS | WATER SUPPLY SYSTEM FAILURE | WHS/WSS/P/025 | HOT WATER SYSTEM UNABLE TO OPERATE | WHS/WSS/C/011 | LOOSE CONNECTION | WHS/WSS/R/012 | TIGHTEN
WHS/WSS | WATER SUPPLY SYSTEM FAILURE | WHS/WSS/P/025 | HOT WATER SYSTEM UNABLE TO OPERATE | WHS/WSS/C/022 | RESET AND MONITOR | WHS/WSS/R/011 | RESET
WHS/WSS | WATER SUPPLY SYSTEM FAILURE | WHS/WSS/P/025 | HOT WATER SYSTEM UNABLE TO OPERATE | WHS/WSS/C/010 | INCOMING SUPPLY | WHS/WSS/R/005 | NON-EQUIPMENT FAULT
WHS/WSS | WATER SUPPLY SYSTEM FAILURE | WHS/WSS/P/025 | HOT WATER SYSTEM UNABLE TO OPERATE | WHS/WSS/C/015 | PRESSURE SWITCH | WHS/WSS/R/006 | READJUST
WHS/WSS | WATER SUPPLY SYSTEM FAILURE | WHS/WSS/P/025 | HOT WATER SYSTEM UNABLE TO OPERATE | WHS/WSS/C/015 | PRESSURE SWITCH | WHS/WSS/R/009 | REPLACE
WHS/WSS | WATER SUPPLY SYSTEM FAILURE | WHS/WSS/P/025 | HOT WATER SYSTEM UNABLE TO OPERATE | WHS/WSS/C/023 | WATER LEVEL TOO LOW | WHS/WSS/R/005 | NON-EQUIPMENT FAULT
WHS/WSS | WATER SUPPLY SYSTEM FAILURE | WHS/WSS/P/025 | HOT WATER SYSTEM UNABLE TO OPERATE | WHS/WSS/C/023 | WATER LEVEL TOO LOW | WHS/WSS/R/013 | TOP UP WATER
WHS/WSS | WATER SUPPLY SYSTEM FAILURE | WHS/WSS/P/025 | HOT WATER SYSTEM UNABLE TO OPERATE | WHS/WSS/C/023 | WATER LEVEL TOO LOW | WHS/WSS/R/010 | REPLACE BALL FLOAT
WHS/WSS | WATER SUPPLY SYSTEM FAILURE | WHS/WSS/P/025 | HOT WATER SYSTEM UNABLE TO OPERATE | WHS/WSS/C/001 | AIRLOCK | WHS/WSS/R/007 | RELEASE AIRLOCK
WHS/WSS | WATER SUPPLY SYSTEM FAILURE | WHS/WSS/P/026 | HOT WATER SYSTEM WATER LEAKAGE | WHS/WSS/C/008 | GASKET | WHS/WSS/R/009 | REPLACE
WHS/WSS | WATER SUPPLY SYSTEM FAILURE | WHS/WSS/P/026 | HOT WATER SYSTEM WATER LEAKAGE | WHS/WSS/C/020 | PUMP LOOSE CONNECTION | WHS/WSS/R/012 | TIGHTEN
WHS/WSS | WATER SUPPLY SYSTEM FAILURE | WHS/WSS/P/026 | HOT WATER SYSTEM WATER LEAKAGE | WHS/WSS/C/014 | PIPE LOOSE CONNECTION | WHS/WSS/R/012 | TIGHTEN
WHS/WSS | WATER SUPPLY SYSTEM FAILURE | WHS/WSS/P/026 | HOT WATER SYSTEM WATER LEAKAGE | WHS/WSS/C/005 | FLEXIBLE HOSE LOOSE CONNECTION | WHS/WSS/R/012 | TIGHTEN
WHS/WSS | WATER SUPPLY SYSTEM FAILURE | WHS/WSS/P/026 | HOT WATER SYSTEM WATER LEAKAGE | WHS/WSS/C/004 | FLEXIBLE HOSE DAMAGE | WHS/WSS/R/009 | REPLACE
WHS/WSS | WATER SUPPLY SYSTEM FAILURE | WHS/WSS/P/027 | HOT WATER SYSTEM RUSTY | WHS/WSS/C/024 | WEAR AND TEAR | WHS/WSS/R/004 | DERUST & TOUCH UP PAINT
WHS/WSS | WATER SUPPLY SYSTEM FAILURE | WHS/WSS/P/028 | HOT WATER SYSTEM KWH METER FAULTY | WHS/WSS/C/024 | WEAR AND TEAR | WHS/WSS/R/009 | REPLACE
WHS/WSS | WATER SUPPLY SYSTEM FAILURE | WHS/WSS/P/029 | HOT WATER SYSTEM RUNNING HOUR METER FAULTY | WHS/WSS/C/024 | WEAR AND TEAR | WHS/WSS/R/009 | REPLACE
WHS/WSS | WATER SUPPLY SYSTEM FAILURE | WHS/WSS/P/030 | HOT WATER SYSTEM VOLT METER FAULTY | WHS/WSS/C/024 | WEAR AND TEAR | WHS/WSS/R/009 | REPLACE
WHS/WSS | WATER SUPPLY SYSTEM FAILURE | WHS/WSS/P/031 | HOT WATER SYSTEM PRESSURE GAUGE FAULTY | WHS/WSS/C/024 | WEAR AND TEAR | WHS/WSS/R/009 | REPLACE
WHS/WSS | WATER SUPPLY SYSTEM FAILURE | WHS/WSS/P/032 | HOT WATER SYSTEM INSUFFICIENT PRESSURE | WHS/WSS/C/017 | PRESSURE VESSEL | WHS/WSS/R/008 | REPAIR
WHS/WSS | WATER SUPPLY SYSTEM FAILURE | WHS/WSS/P/032 | HOT WATER SYSTEM INSUFFICIENT PRESSURE | WHS/WSS/C/017 | PRESSURE VESSEL | WHS/WSS/R/009 | REPLACE
WHS/WSS | WATER SUPPLY SYSTEM FAILURE | WHS/WSS/P/032 | HOT WATER SYSTEM INSUFFICIENT PRESSURE | WHS/WSS/C/019 | PUMP FAULTY | WHS/WSS/R/009 | REPLACE
WHS/WSS | WATER SUPPLY SYSTEM FAILURE | WHS/WSS/P/032 | HOT WATER SYSTEM INSUFFICIENT PRESSURE | WHS/WSS/C/019 | PUMP FAULTY | WHS/WSS/R/008 | REPAIR
WHS/WSS | WATER SUPPLY SYSTEM FAILURE | WHS/WSS/P/032 | HOT WATER SYSTEM INSUFFICIENT PRESSURE | WHS/WSS/C/010 | INCOMING SUPPLY | WHS/WSS/R/005 | NON-EQUIPMENT FAULT
WHS/WSS | WATER SUPPLY SYSTEM FAILURE | WHS/WSS/P/033 | HOT WATER SYSTEM GWS INDICATION | WHS/WSS/C/012 | NON-EQUIPMENT FAULT | WHS/WSS/R/005 | NON-EQUIPMENT FAULT
WHS/WSS | WATER SUPPLY SYSTEM FAILURE | WHS/WSS/P/033 | HOT WATER SYSTEM GWS INDICATION | WHS/WSS/C/021 | RELAY FAULTY | WHS/WSS/R/009 | REPLACE
WHS/WSS | WATER SUPPLY SYSTEM FAILURE | WHS/WSS/P/034 | HOT WATER SYSTEM LOW PRESSURE | WHS/WSS/C/016 | PRESSURE TANK LEAK | WHS/WSS/R/009 | REPLACE
WHS/WSS | WATER SUPPLY SYSTEM FAILURE | WHS/WSS/P/034 | HOT WATER SYSTEM LOW PRESSURE | WHS/WSS/C/016 | PRESSURE TANK LEAK | WHS/WSS/R/008 | REPAIR
WHS/WSS | WATER SUPPLY SYSTEM FAILURE | WHS/WSS/P/035 | WATER SYSTEM TRIP STATUS | WHS/WSS/C/007 | FLOAT SWITCH STUCK / ENTANGLED | WHS/WSS/R/006 | READJUST
WHS/WSS | WATER SUPPLY SYSTEM FAILURE | WHS/WSS/P/035 | WATER SYSTEM TRIP STATUS | WHS/WSS/C/006 | FLOAT SWITCH FAULTY | WHS/WSS/R/009 | REPLACE
WHS/WSS | WATER SUPPLY SYSTEM FAILURE | WHS/WSS/P/035 | WATER SYSTEM TRIP STATUS | WHS/WSS/C/019 | PUMP FAULTY | WHS/WSS/R/009 | REPLACE
WHS/WSS | WATER SUPPLY SYSTEM FAILURE | WHS/WSS/P/035 | WATER SYSTEM TRIP STATUS | WHS/WSS/C/019 | PUMP FAULTY | WHS/WSS/R/008 | REPAIR
WHS/WSS | WATER SUPPLY SYSTEM FAILURE | WHS/WSS/P/035 | WATER SYSTEM TRIP STATUS | WHS/WSS/C/021 | RELAY FAULTY | WHS/WSS/R/009 | REPLACE
WHS/WSS | WATER SUPPLY SYSTEM FAILURE | WHS/WSS/P/035 | WATER SYSTEM TRIP STATUS | WHS/WSS/C/003 | ELECTRODE WATER SENSOR | WHS/WSS/R/009 | REPLACE
WHS/WSS | WATER SUPPLY SYSTEM FAILURE | WHS/WSS/P/035 | WATER SYSTEM TRIP STATUS | WHS/WSS/C/003 | ELECTRODE WATER SENSOR | WHS/WSS/R/001 | CLEAN
WHS/WSS | WATER SUPPLY SYSTEM FAILURE | WHS/WSS/P/035 | WATER SYSTEM TRIP STATUS | WHS/WSS/C/011 | LOOSE CONNECTION | WHS/WSS/R/012 | TIGHTEN
WHS/WSS | WATER SUPPLY SYSTEM FAILURE | WHS/WSS/P/035 | WATER SYSTEM TRIP STATUS | WHS/WSS/C/022 | RESET AND MONITOR | WHS/WSS/R/011 | RESET
WHS/WSS | WATER SUPPLY SYSTEM FAILURE | WHS/WSS/P/035 | WATER SYSTEM TRIP STATUS | WHS/WSS/C/010 | INCOMING SUPPLY | WHS/WSS/R/005 | NON-EQUIPMENT FAULT
WHS/WSS | WATER SUPPLY SYSTEM FAILURE | WHS/WSS/P/035 | WATER SYSTEM TRIP STATUS | WHS/WSS/C/018 | PUMP CHOKE | WHS/WSS/R/003 | CLEAR CHOKE
WHS/WSS | WATER SUPPLY SYSTEM FAILURE | WHS/WSS/P/035 | WATER SYSTEM TRIP STATUS | WHS/WSS/C/018 | PUMP CHOKE | WHS/WSS/R/002 | CLEAN TANK
WHS/WSS | WATER SUPPLY SYSTEM FAILURE | WHS/WSS/P/035 | WATER SYSTEM TRIP STATUS | WHS/WSS/C/013 | PIPE CHOKE | WHS/WSS/R/003 | CLEAR CHOKE
WHS/WSS | WATER SUPPLY SYSTEM FAILURE | WHS/WSS/P/035 | WATER SYSTEM TRIP STATUS | WHS/WSS/C/002 | CHECK VALVE FAULTY | WHS/WSS/R/009 | REPLACE
WHS/WSS | WATER SUPPLY SYSTEM FAILURE | WHS/WSS/P/035 | WATER SYSTEM TRIP STATUS | WHS/WSS/C/002 | CHECK VALVE FAULTY | WHS/WSS/R/008 | REPAIR
WHS/WSS | WATER SUPPLY SYSTEM FAILURE | WHS/WSS/P/035 | WATER SYSTEM TRIP STATUS | WHS/WSS/C/009 | GATE VALVE FAULTY | WHS/WSS/R/009 | REPLACE
WHS/WSS | WATER SUPPLY SYSTEM FAILURE | WHS/WSS/P/035 | WATER SYSTEM TRIP STATUS | WHS/WSS/C/009 | GATE VALVE FAULTY | WHS/WSS/R/008 | REPAIR
WHS/WSS | WATER SUPPLY SYSTEM FAILURE | WHS/WSS/P/035 | WATER SYSTEM TRIP STATUS | WHS/WSS/C/015 | PRESSURE SWITCH | WHS/WSS/R/006 | READJUST
WHS/WSS | WATER SUPPLY SYSTEM FAILURE | WHS/WSS/P/035 | WATER SYSTEM TRIP STATUS | WHS/WSS/C/015 | PRESSURE SWITCH | WHS/WSS/R/009 | REPLACE
WHS/WSS | WATER SUPPLY SYSTEM FAILURE | WHS/WSS/P/035 | WATER SYSTEM TRIP STATUS | WHS/WSS/C/005 | FLEXIBLE HOSE LOOSE CONNECTION | WHS/WSS/R/012 | TIGHTEN
WHS/WSS | WATER SUPPLY SYSTEM FAILURE | WHS/WSS/P/035 | WATER SYSTEM TRIP STATUS | WHS/WSS/C/004 | FLEXIBLE HOSE DAMAGE | WHS/WSS/R/009 | REPLACE
WHS/WSS | WATER SUPPLY SYSTEM FAILURE | WHS/WSS/P/035 | WATER SYSTEM TRIP STATUS | WHS/WSS/C/001 | AIRLOCK | WHS/WSS/R/007 | RELEASE AIRLOCK
WHS/WSS | WATER SUPPLY SYSTEM FAILURE | WHS/WSS/P/036 | WATER SYSTEM UNABLE TO OPERATE | WHS/WSS/C/007 | FLOAT SWITCH STUCK / ENTANGLED | WHS/WSS/R/006 | READJUST
WHS/WSS | WATER SUPPLY SYSTEM FAILURE | WHS/WSS/P/036 | WATER SYSTEM UNABLE TO OPERATE | WHS/WSS/C/006 | FLOAT SWITCH FAULTY | WHS/WSS/R/009 | REPLACE
WHS/WSS | WATER SUPPLY SYSTEM FAILURE | WHS/WSS/P/036 | WATER SYSTEM UNABLE TO OPERATE | WHS/WSS/C/019 | PUMP FAULTY | WHS/WSS/R/009 | REPLACE
WHS/WSS | WATER SUPPLY SYSTEM FAILURE | WHS/WSS/P/036 | WATER SYSTEM UNABLE TO OPERATE | WHS/WSS/C/019 | PUMP FAULTY | WHS/WSS/R/008 | REPAIR
WHS/WSS | WATER SUPPLY SYSTEM FAILURE | WHS/WSS/P/036 | WATER SYSTEM UNABLE TO OPERATE | WHS/WSS/C/003 | ELECTRODE WATER SENSOR | WHS/WSS/R/009 | REPLACE
WHS/WSS | WATER SUPPLY SYSTEM FAILURE | WHS/WSS/P/036 | WATER SYSTEM UNABLE TO OPERATE | WHS/WSS/C/003 | ELECTRODE WATER SENSOR | WHS/WSS/R/001 | CLEAN
WHS/WSS | WATER SUPPLY SYSTEM FAILURE | WHS/WSS/P/036 | WATER SYSTEM UNABLE TO OPERATE | WHS/WSS/C/011 | LOOSE CONNECTION | WHS/WSS/R/012 | TIGHTEN
WHS/WSS | WATER SUPPLY SYSTEM FAILURE | WHS/WSS/P/036 | WATER SYSTEM UNABLE TO OPERATE | WHS/WSS/C/022 | RESET AND MONITOR | WHS/WSS/R/011 | RESET
WHS/WSS | WATER SUPPLY SYSTEM FAILURE | WHS/WSS/P/036 | WATER SYSTEM UNABLE TO OPERATE | WHS/WSS/C/010 | INCOMING SUPPLY | WHS/WSS/R/005 | NON-EQUIPMENT FAULT
WHS/WSS | WATER SUPPLY SYSTEM FAILURE | WHS/WSS/P/036 | WATER SYSTEM UNABLE TO OPERATE | WHS/WSS/C/015 | PRESSURE SWITCH | WHS/WSS/R/006 | READJUST
WHS/WSS | WATER SUPPLY SYSTEM FAILURE | WHS/WSS/P/036 | WATER SYSTEM UNABLE TO OPERATE | WHS/WSS/C/015 | PRESSURE SWITCH | WHS/WSS/R/009 | REPLACE
WHS/WSS | WATER SUPPLY SYSTEM FAILURE | WHS/WSS/P/036 | WATER SYSTEM UNABLE TO OPERATE | WHS/WSS/C/023 | WATER LEVEL TOO LOW | WHS/WSS/R/005 | NON-EQUIPMENT FAULT
WHS/WSS | WATER SUPPLY SYSTEM FAILURE | WHS/WSS/P/036 | WATER SYSTEM UNABLE TO OPERATE | WHS/WSS/C/023 | WATER LEVEL TOO LOW | WHS/WSS/R/013 | TOP UP WATER
WHS/WSS | WATER SUPPLY SYSTEM FAILURE | WHS/WSS/P/036 | WATER SYSTEM UNABLE TO OPERATE | WHS/WSS/C/023 | WATER LEVEL TOO LOW | WHS/WSS/R/010 | REPLACE BALL FLOAT
WHS/WSS | WATER SUPPLY SYSTEM FAILURE | WHS/WSS/P/036 | WATER SYSTEM UNABLE TO OPERATE | WHS/WSS/C/001 | AIRLOCK | WHS/WSS/R/007 | RELEASE AIRLOCK
WHS/WSS | WATER SUPPLY SYSTEM FAILURE | WHS/WSS/P/037 | WATER SYSTEM WATER LEAKAGE | WHS/WSS/C/008 | GASKET | WHS/WSS/R/009 | REPLACE
WHS/WSS | WATER SUPPLY SYSTEM FAILURE | WHS/WSS/P/037 | WATER SYSTEM WATER LEAKAGE | WHS/WSS/C/020 | PUMP LOOSE CONNECTION | WHS/WSS/R/012 | TIGHTEN
WHS/WSS | WATER SUPPLY SYSTEM FAILURE | WHS/WSS/P/037 | WATER SYSTEM WATER LEAKAGE | WHS/WSS/C/014 | PIPE LOOSE CONNECTION | WHS/WSS/R/012 | TIGHTEN
WHS/WSS | WATER SUPPLY SYSTEM FAILURE | WHS/WSS/P/037 | WATER SYSTEM WATER LEAKAGE | WHS/WSS/C/005 | FLEXIBLE HOSE LOOSE CONNECTION | WHS/WSS/R/012 | TIGHTEN
WHS/WSS | WATER SUPPLY SYSTEM FAILURE | WHS/WSS/P/037 | WATER SYSTEM WATER LEAKAGE | WHS/WSS/C/004 | FLEXIBLE HOSE DAMAGE | WHS/WSS/R/009 | REPLACE
WHS/WSS | WATER SUPPLY SYSTEM FAILURE | WHS/WSS/P/038 | WATER SYSTEM RUSTY | WHS/WSS/C/024 | WEAR AND TEAR | WHS/WSS/R/004 | DERUST & TOUCH UP PAINT
WHS/WSS | WATER SUPPLY SYSTEM FAILURE | WHS/WSS/P/039 | WATER SYSTEM KWH METER FAULTY | WHS/WSS/C/024 | WEAR AND TEAR | WHS/WSS/R/009 | REPLACE
WHS/WSS | WATER SUPPLY SYSTEM FAILURE | WHS/WSS/P/040 | WATER SYSTEM RUNNING HOUR METER FAULTY | WHS/WSS/C/024 | WEAR AND TEAR | WHS/WSS/R/009 | REPLACE
WHS/WSS | WATER SUPPLY SYSTEM FAILURE | WHS/WSS/P/041 | WATER SYSTEM VOLT METER FAULTY | WHS/WSS/C/024 | WEAR AND TEAR | WHS/WSS/R/009 | REPLACE
WHS/WSS | WATER SUPPLY SYSTEM FAILURE | WHS/WSS/P/042 | WATER SYSTEM PRESSURE GAUGE FAULTY | WHS/WSS/C/024 | WEAR AND TEAR | WHS/WSS/R/009 | REPLACE
WHS/WSS | WATER SUPPLY SYSTEM FAILURE | WHS/WSS/P/043 | WATER SYSTEM INSUFFICIENT PRESSURE | WHS/WSS/C/017 | PRESSURE VESSEL | WHS/WSS/R/008 | REPAIR
WHS/WSS | WATER SUPPLY SYSTEM FAILURE | WHS/WSS/P/043 | WATER SYSTEM INSUFFICIENT PRESSURE | WHS/WSS/C/017 | PRESSURE VESSEL | WHS/WSS/R/009 | REPLACE
WHS/WSS | WATER SUPPLY SYSTEM FAILURE | WHS/WSS/P/043 | WATER SYSTEM INSUFFICIENT PRESSURE | WHS/WSS/C/019 | PUMP FAULTY | WHS/WSS/R/009 | REPLACE
WHS/WSS | WATER SUPPLY SYSTEM FAILURE | WHS/WSS/P/043 | WATER SYSTEM INSUFFICIENT PRESSURE | WHS/WSS/C/019 | PUMP FAULTY | WHS/WSS/R/008 | REPAIR
WHS/WSS | WATER SUPPLY SYSTEM FAILURE | WHS/WSS/P/043 | WATER SYSTEM INSUFFICIENT PRESSURE | WHS/WSS/C/010 | INCOMING SUPPLY | WHS/WSS/R/005 | NON-EQUIPMENT FAULT
WHS/WSS | WATER SUPPLY SYSTEM FAILURE | WHS/WSS/P/044 | WATER SYSTEM GWS INDICATION | WHS/WSS/C/012 | NON-EQUIPMENT FAULT | WHS/WSS/R/005 | NON-EQUIPMENT FAULT
WHS/WSS | WATER SUPPLY SYSTEM FAILURE | WHS/WSS/P/044 | WATER SYSTEM GWS INDICATION | WHS/WSS/C/021 | RELAY FAULTY | WHS/WSS/R/009 | REPLACE
WHS/WSS | WATER SUPPLY SYSTEM FAILURE | WHS/WSS/P/045 | WATER SYSTEM LOW PRESSURE | WHS/WSS/C/016 | PRESSURE TANK LEAK | WHS/WSS/R/009 | REPLACE
WHS/WSS | WATER SUPPLY SYSTEM FAILURE | WHS/WSS/P/045 | WATER SYSTEM LOW PRESSURE | WHS/WSS/C/016 | PRESSURE TANK LEAK | WHS/WSS/R/008 | REPAIR