## List (hidden)
Severity Index <3 Char> (SIU / SC1 / SC2 / SC3 / SC4 / SC5) | Meter Type <25 Char> (CONTINUOUS / GAUGE / CHARACTERISTIC) | Reading Type <10 Char> (ACTUAL / DELTA)
SIU | CONTINUOUS | ACTUAL
SC1 | GAUGE | DELTA
SC2 | CHARACTERISTIC
SC3
SC4
SC5
Note on E1: Mandatory, when meter type is continuous.

## Meter Details
Meter Name <30 Char> | Meter Description <100 Char> | Meter Type <25 Char> (CONTINUOUS / GAUGE / CHARACTERISTIC) | Reading Type <10 Char> (ACTUAL / DELTA) | Domain for Characteristic Meter <18 Char> | Measurement Unit <8 Char>
Existing data | Existing data | Existing data | Existing data | N/A | Existing data
Note on D1: Mandatory, when meter type is continuous.
Note on E1: Mandatory, when meter type is characteristic. Fill the list of values in tab 'Domain'.

## Domain for Characteristic Meter
Domain Name <18 Char> | Domain Description <100 Char> | Domain Value | Domain Value Description <100 Char>
N/A | N/A | N/A | N/A
Note on A1: Only fill this table if there is a need for domain from sheet 'Meter Details'

## Meter Group
Meter Group <19 Char> | Description <100 Char> | Meter Name <30 Char>
Existing data, but nil. | Existing data, but nil. | Existing data, but nil.

## Failure Class
Failure Class <30 Char> | Failure Class Description <100 Char> | Problem Code <30 char> | Problem Description <100 Char> | Severity Index <3 char> (SCU, SC1, SC2, SC3, SC4, SC5)
Existing data | Existing data | Existing data | Existing data | Sbst populate.
NEL1902

## Sheet1
Row Labels
110V Power Equipment
22kV Power Equipment
400V Power Equipment
66kV Power Equipment
DC Traction Power Equipment
Earthing
Electrical Distribution System
Emergency Call Bell System
Emergency Cut-Off System
Emergency Power Supply
Emergency Tripping System
Lightning Protection System
Local Area Network
Optic Fibre Network
Overhead Catenary System
Overhead Conductor Rail
Solar Photovoltaic System
Telephone Distribution System
Uniterrupted Power Supply
Grand Total

## Failure Class Details
Failure Class <30 Char> | Failure Class Description <100 Char> | Problem Code <30 char> | Problem Description <100 Char> | Cause Code <30 char> | Cause Description <100 Char> | Remedy Code <30 char> | Remedy Description <100 Char>
PWR/66KV | 66kV Power Equipment | PWR/66KV/P/001 | SWGR - 66kV Switchgear (MB) / Voltage Transformer (VT) | PWR/66KV/C/001 | Voltage Transformer (VT) Fault | PWR/66KV/R/001 | Replace | Need to add the SCADA, CMS
PWR/66KV | 66kV Power Equipment | PWR/66KV/P/001 | SWGR - 66kV Switchgear (MB) / Voltage Transformer (VT) | PWR/66KV/C/001 | Voltage Transformer (VT) Fault | PWR/66KV/R/002 | Adjust
PWR/66KV | 66kV Power Equipment | PWR/66KV/P/001 | SWGR - 66kV Switchgear (MB) / Voltage Transformer (VT) | PWR/66KV/C/001 | Voltage Transformer (VT) Fault | PWR/66KV/R/003 | Reset
PWR/66KV | 66kV Power Equipment | PWR/66KV/P/001 | SWGR - 66kV Switchgear (MB) / Voltage Transformer (VT) | PWR/66KV/C/001 | Voltage Transformer (VT) Fault | PWR/66KV/R/004 | Top Up
PWR/66KV | 66kV Power Equipment | PWR/66KV/P/001 | SWGR - 66kV Switchgear (MB) / Voltage Transformer (VT) | PWR/66KV/C/001 | Voltage Transformer (VT) Fault | PWR/66KV/R/005 | Check and Secure
PWR/66KV | 66kV Power Equipment | PWR/66KV/P/001 | SWGR - 66kV Switchgear (MB) / Voltage Transformer (VT) | PWR/66KV/C/001 | Voltage Transformer (VT) Fault | PWR/66KV/R/006 | Restart
PWR/66KV | 66kV Power Equipment | PWR/66KV/P/001 | SWGR - 66kV Switchgear (MB) / Voltage Transformer (VT) | PWR/66KV/C/001 | Voltage Transformer (VT) Fault | PWR/66KV/R/007 | Others
PWR/66KV | 66kV Power Equipment | PWR/66KV/P/002 | SWGR - 66kV Switchgear (MB) / Circuit Breaker (CB) | PWR/66KV/C/002 | Circuit Breaker (CB) Fault | PWR/66KV/R/001 | Replace
PWR/66KV | 66kV Power Equipment | PWR/66KV/P/002 | SWGR - 66kV Switchgear (MB) / Circuit Breaker (CB) | PWR/66KV/C/002 | Circuit Breaker (CB) Fault | PWR/66KV/R/002 | Adjust
PWR/66KV | 66kV Power Equipment | PWR/66KV/P/002 | SWGR - 66kV Switchgear (MB) / Circuit Breaker (CB) | PWR/66KV/C/002 | Circuit Breaker (CB) Fault | PWR/66KV/R/003 | Reset
PWR/66KV | 66kV Power Equipment | PWR/66KV/P/002 | SWGR - 66kV Switchgear (MB) / Circuit Breaker (CB) | PWR/66KV/C/002 | Circuit Breaker (CB) Fault | PWR/66KV/R/004 | Top Up
PWR/66KV | 66kV Power Equipment | PWR/66KV/P/002 | SWGR - 66kV Switchgear (MB) / Circuit Breaker (CB) | PWR/66KV/C/002 | Circuit Breaker (CB) Fault | PWR/66KV/R/005 | Check and Secure
PWR/66KV | 66kV Power Equipment | PWR/66KV/P/002 | SWGR - 66kV Switchgear (MB) / Circuit Breaker (CB) | PWR/66KV/C/002 | Circuit Breaker (CB) Fault | PWR/66KV/R/006 | Restart
PWR/66KV | 66kV Power Equipment | PWR/66KV/P/002 | SWGR - 66kV Switchgear (MB) / Circuit Breaker (CB) | PWR/66KV/C/002 | Circuit Breaker (CB) Fault | PWR/66KV/R/007 | Others
PWR/66KV | 66kV Power Equipment | PWR/66KV/P/003 | SWGR - 66kV Switchgear (MB) / Earthing Switch (ES) | PWR/66KV/C/003 | Earthing Switch (ES) Fault | PWR/66KV/R/001 | Replace
PWR/66KV | 66kV Power Equipment | PWR/66KV/P/003 | SWGR - 66kV Switchgear (MB) / Earthing Switch (ES) | PWR/66KV/C/003 | Earthing Switch (ES) Fault | PWR/66KV/R/002 | Adjust
PWR/66KV | 66kV Power Equipment | PWR/66KV/P/003 | SWGR - 66kV Switchgear (MB) / Earthing Switch (ES) | PWR/66KV/C/003 | Earthing Switch (ES) Fault | PWR/66KV/R/003 | Reset
PWR/66KV | 66kV Power Equipment | PWR/66KV/P/003 | SWGR - 66kV Switchgear (MB) / Earthing Switch (ES) | PWR/66KV/C/003 | Earthing Switch (ES) Fault | PWR/66KV/R/004 | Top Up
PWR/66KV | 66kV Power Equipment | PWR/66KV/P/003 | SWGR - 66kV Switchgear (MB) / Earthing Switch (ES) | PWR/66KV/C/003 | Earthing Switch (ES) Fault | PWR/66KV/R/005 | Check and Secure
PWR/66KV | 66kV Power Equipment | PWR/66KV/P/003 | SWGR - 66kV Switchgear (MB) / Earthing Switch (ES) | PWR/66KV/C/003 | Earthing Switch (ES) Fault | PWR/66KV/R/006 | Restart
PWR/66KV | 66kV Power Equipment | PWR/66KV/P/003 | SWGR - 66kV Switchgear (MB) / Earthing Switch (ES) | PWR/66KV/C/003 | Earthing Switch (ES) Fault | PWR/66KV/R/007 | Others
PWR/66KV | 66kV Power Equipment | PWR/66KV/P/004 | SWGR - 66kV Switchgear (MB) / Disconnector Switch (DS) | PWR/66KV/C/004 | Disconnector Switch (DS) Fault | PWR/66KV/R/001 | Replace
PWR/66KV | 66kV Power Equipment | PWR/66KV/P/004 | SWGR - 66kV Switchgear (MB) / Disconnector Switch (DS) | PWR/66KV/C/004 | Disconnector Switch (DS) Fault | PWR/66KV/R/002 | Adjust
PWR/66KV | 66kV Power Equipment | PWR/66KV/P/004 | SWGR - 66kV Switchgear (MB) / Disconnector Switch (DS) | PWR/66KV/C/004 | Disconnector Switch (DS) Fault | PWR/66KV/R/003 | Reset
PWR/66KV | 66kV Power Equipment | PWR/66KV/P/004 | SWGR - 66kV Switchgear (MB) / Disconnector Switch (DS) | PWR/66KV/C/004 | Disconnector Switch (DS) Fault | PWR/66KV/R/004 | Top Up
PWR/66KV | 66kV Power Equipment | PWR/66KV/P/004 | SWGR - 66kV Switchgear (MB) / Disconnector Switch (DS) | PWR/66KV/C/004 | Disconnector Switch (DS) Fault | PWR/66KV/R/005 | Check and Secure
PWR/66KV | 66kV Power Equipment | PWR/66KV/P/004 | SWGR - 66kV Switchgear (MB) / Disconnector Switch (DS) | PWR/66KV/C/004 | Disconnector Switch (DS) Fault | PWR/66KV/R/006 | Restart
PWR/66KV | 66kV Power Equipment | PWR/66KV/P/004 | SWGR - 66kV Switchgear (MB) / Disconnector Switch (DS) | PWR/66KV/C/004 | Disconnector Switch (DS) Fault | PWR/66KV/R/007 | Others
PWR/66KV | 66kV Power Equipment | PWR/66KV/P/005 | SWGR - 66kV Switchgear (MB) / Current Transformer (CT) | PWR/66KV/C/005 | Current Transformer (CT) Fault | PWR/66KV/R/001 | Replace
PWR/66KV | 66kV Power Equipment | PWR/66KV/P/005 | SWGR - 66kV Switchgear (MB) / Current Transformer (CT) | PWR/66KV/C/005 | Current Transformer (CT) Fault | PWR/66KV/R/002 | Adjust
PWR/66KV | 66kV Power Equipment | PWR/66KV/P/005 | SWGR - 66kV Switchgear (MB) / Current Transformer (CT) | PWR/66KV/C/005 | Current Transformer (CT) Fault | PWR/66KV/R/003 | Reset
PWR/66KV | 66kV Power Equipment | PWR/66KV/P/005 | SWGR - 66kV Switchgear (MB) / Current Transformer (CT) | PWR/66KV/C/005 | Current Transformer (CT) Fault | PWR/66KV/R/004 | Top Up
PWR/66KV | 66kV Power Equipment | PWR/66KV/P/005 | SWGR - 66kV Switchgear (MB) / Current Transformer (CT) | PWR/66KV/C/005 | Current Transformer (CT) Fault | PWR/66KV/R/005 | Check and Secure
PWR/66KV | 66kV Power Equipment | PWR/66KV/P/005 | SWGR - 66kV Switchgear (MB) / Current Transformer (CT) | PWR/66KV/C/005 | Current Transformer (CT) Fault | PWR/66KV/R/006 | Restart
PWR/66KV | 66kV Power Equipment | PWR/66KV/P/005 | SWGR - 66kV Switchgear (MB) / Current Transformer (CT) | PWR/66KV/C/005 | Current Transformer (CT) Fault | PWR/66KV/R/007 | Others
PWR/66KV | 66kV Power Equipment | PWR/66KV/P/006 | SWGR - Local Control Cubicle (LCC) | PWR/66KV/C/006 | Power Supply Unit Fault | PWR/66KV/R/001 | Replace
PWR/66KV | 66kV Power Equipment | PWR/66KV/P/006 | SWGR - Local Control Cubicle (LCC) | PWR/66KV/C/006 | Power Supply Unit Fault | PWR/66KV/R/002 | Adjust
PWR/66KV | 66kV Power Equipment | PWR/66KV/P/006 | SWGR - Local Control Cubicle (LCC) | PWR/66KV/C/006 | Power Supply Unit Fault | PWR/66KV/R/003 | Reset
PWR/66KV | 66kV Power Equipment | PWR/66KV/P/006 | SWGR - Local Control Cubicle (LCC) | PWR/66KV/C/006 | Power Supply Unit Fault | PWR/66KV/R/004 | Top Up
PWR/66KV | 66kV Power Equipment | PWR/66KV/P/006 | SWGR - Local Control Cubicle (LCC) | PWR/66KV/C/006 | Power Supply Unit Fault | PWR/66KV/R/005 | Check and Secure
PWR/66KV | 66kV Power Equipment | PWR/66KV/P/006 | SWGR - Local Control Cubicle (LCC) | PWR/66KV/C/006 | Power Supply Unit Fault | PWR/66KV/R/006 | Restart
PWR/66KV | 66kV Power Equipment | PWR/66KV/P/006 | SWGR - Local Control Cubicle (LCC) | PWR/66KV/C/006 | Power Supply Unit Fault | PWR/66KV/R/007 | Others
PWR/66KV | 66kV Power Equipment | PWR/66KV/P/006 | SWGR - Local Control Cubicle (LCC) | PWR/66KV/C/007 | PLC Fault | PWR/66KV/R/001 | Replace
PWR/66KV | 66kV Power Equipment | PWR/66KV/P/006 | SWGR - Local Control Cubicle (LCC) | PWR/66KV/C/007 | PLC Fault | PWR/66KV/R/002 | Adjust
PWR/66KV | 66kV Power Equipment | PWR/66KV/P/006 | SWGR - Local Control Cubicle (LCC) | PWR/66KV/C/007 | PLC Fault | PWR/66KV/R/003 | Reset
PWR/66KV | 66kV Power Equipment | PWR/66KV/P/006 | SWGR - Local Control Cubicle (LCC) | PWR/66KV/C/007 | PLC Fault | PWR/66KV/R/004 | Top Up
PWR/66KV | 66kV Power Equipment | PWR/66KV/P/006 | SWGR - Local Control Cubicle (LCC) | PWR/66KV/C/007 | PLC Fault | PWR/66KV/R/005 | Check and Secure
PWR/66KV | 66kV Power Equipment | PWR/66KV/P/006 | SWGR - Local Control Cubicle (LCC) | PWR/66KV/C/007 | PLC Fault | PWR/66KV/R/006 | Restart
PWR/66KV | 66kV Power Equipment | PWR/66KV/P/006 | SWGR - Local Control Cubicle (LCC) | PWR/66KV/C/007 | PLC Fault | PWR/66KV/R/007 | Others
PWR/66KV | 66kV Power Equipment | PWR/66KV/P/006 | SWGR - Local Control Cubicle (LCC) | PWR/66KV/C/008 | Modem Fault | PWR/66KV/R/001 | Replace
PWR/66KV | 66kV Power Equipment | PWR/66KV/P/006 | SWGR - Local Control Cubicle (LCC) | PWR/66KV/C/008 | Modem Fault | PWR/66KV/R/002 | Adjust
PWR/66KV | 66kV Power Equipment | PWR/66KV/P/006 | SWGR - Local Control Cubicle (LCC) | PWR/66KV/C/008 | Modem Fault | PWR/66KV/R/003 | Reset
PWR/66KV | 66kV Power Equipment | PWR/66KV/P/006 | SWGR - Local Control Cubicle (LCC) | PWR/66KV/C/008 | Modem Fault | PWR/66KV/R/004 | Top Up
PWR/66KV | 66kV Power Equipment | PWR/66KV/P/006 | SWGR - Local Control Cubicle (LCC) | PWR/66KV/C/008 | Modem Fault | PWR/66KV/R/005 | Check and Secure
PWR/66KV | 66kV Power Equipment | PWR/66KV/P/006 | SWGR - Local Control Cubicle (LCC) | PWR/66KV/C/008 | Modem Fault | PWR/66KV/R/006 | Restart
PWR/66KV | 66kV Power Equipment | PWR/66KV/P/006 | SWGR - Local Control Cubicle (LCC) | PWR/66KV/C/008 | Modem Fault | PWR/66KV/R/007 | Others
PWR/66KV | 66kV Power Equipment | PWR/66KV/P/006 | SWGR - Local Control Cubicle (LCC) | PWR/66KV/C/009 | Fiber Optic Cable Fault | PWR/66KV/R/001 | Replace
PWR/66KV | 66kV Power Equipment | PWR/66KV/P/006 | SWGR - Local Control Cubicle (LCC) | PWR/66KV/C/009 | Fiber Optic Cable Fault | PWR/66KV/R/002 | Adjust
PWR/66KV | 66kV Power Equipment | PWR/66KV/P/006 | SWGR - Local Control Cubicle (LCC) | PWR/66KV/C/009 | Fiber Optic Cable Fault | PWR/66KV/R/003 | Reset
PWR/66KV | 66kV Power Equipment | PWR/66KV/P/006 | SWGR - Local Control Cubicle (LCC) | PWR/66KV/C/009 | Fiber Optic Cable Fault | PWR/66KV/R/004 | Top Up
PWR/66KV | 66kV Power Equipment | PWR/66KV/P/006 | SWGR - Local Control Cubicle (LCC) | PWR/66KV/C/009 | Fiber Optic Cable Fault | PWR/66KV/R/005 | Check and Secure
PWR/66KV | 66kV Power Equipment | PWR/66KV/P/006 | SWGR - Local Control Cubicle (LCC) | PWR/66KV/C/009 | Fiber Optic Cable Fault | PWR/66KV/R/006 | Restart
PWR/66KV | 66kV Power Equipment | PWR/66KV/P/006 | SWGR - Local Control Cubicle (LCC) | PWR/66KV/C/009 | Fiber Optic Cable Fault | PWR/66KV/R/007 | Others
PWR/66KV | 66kV Power Equipment | PWR/66KV/P/007 | HV Metering Panel (HVMP) | PWR/66KV/C/010 | HV Metering Panel (HVMP) Fault | PWR/66KV/R/001 | Replace
PWR/66KV | 66kV Power Equipment | PWR/66KV/P/007 | HV Metering Panel (HVMP) | PWR/66KV/C/010 | HV Metering Panel (HVMP) Fault | PWR/66KV/R/002 | Adjust
PWR/66KV | 66kV Power Equipment | PWR/66KV/P/007 | HV Metering Panel (HVMP) | PWR/66KV/C/010 | HV Metering Panel (HVMP) Fault | PWR/66KV/R/003 | Reset
PWR/66KV | 66kV Power Equipment | PWR/66KV/P/007 | HV Metering Panel (HVMP) | PWR/66KV/C/010 | HV Metering Panel (HVMP) Fault | PWR/66KV/R/004 | Top Up
PWR/66KV | 66kV Power Equipment | PWR/66KV/P/007 | HV Metering Panel (HVMP) | PWR/66KV/C/010 | HV Metering Panel (HVMP) Fault | PWR/66KV/R/005 | Check and Secure
PWR/66KV | 66kV Power Equipment | PWR/66KV/P/007 | HV Metering Panel (HVMP) | PWR/66KV/C/010 | HV Metering Panel (HVMP) Fault | PWR/66KV/R/006 | Restart
PWR/66KV | 66kV Power Equipment | PWR/66KV/P/007 | HV Metering Panel (HVMP) | PWR/66KV/C/010 | HV Metering Panel (HVMP) Fault | PWR/66KV/R/007 | Others
PWR/66KV | 66kV Power Equipment | PWR/66KV/P/008 | SWGR - Protection Relay Panel (MBRYP) / Overcurrent and Earth Fault Relay 50/51/51N (OCERL) | PWR/66KV/C/011 | Overcurrent and Earth Fault Relay 50/51/51N (OCERL) Fault | PWR/66KV/R/001 | Replace
PWR/66KV | 66kV Power Equipment | PWR/66KV/P/008 | SWGR - Protection Relay Panel (MBRYP) / Overcurrent and Earth Fault Relay 50/51/51N (OCERL) | PWR/66KV/C/011 | Overcurrent and Earth Fault Relay 50/51/51N (OCERL) Fault | PWR/66KV/R/002 | Adjust
PWR/66KV | 66kV Power Equipment | PWR/66KV/P/008 | SWGR - Protection Relay Panel (MBRYP) / Overcurrent and Earth Fault Relay 50/51/51N (OCERL) | PWR/66KV/C/011 | Overcurrent and Earth Fault Relay 50/51/51N (OCERL) Fault | PWR/66KV/R/003 | Reset
PWR/66KV | 66kV Power Equipment | PWR/66KV/P/008 | SWGR - Protection Relay Panel (MBRYP) / Overcurrent and Earth Fault Relay 50/51/51N (OCERL) | PWR/66KV/C/011 | Overcurrent and Earth Fault Relay 50/51/51N (OCERL) Fault | PWR/66KV/R/004 | Top Up
PWR/66KV | 66kV Power Equipment | PWR/66KV/P/008 | SWGR - Protection Relay Panel (MBRYP) / Overcurrent and Earth Fault Relay 50/51/51N (OCERL) | PWR/66KV/C/011 | Overcurrent and Earth Fault Relay 50/51/51N (OCERL) Fault | PWR/66KV/R/005 | Check and Secure
PWR/66KV | 66kV Power Equipment | PWR/66KV/P/008 | SWGR - Protection Relay Panel (MBRYP) / Overcurrent and Earth Fault Relay 50/51/51N (OCERL) | PWR/66KV/C/011 | Overcurrent and Earth Fault Relay 50/51/51N (OCERL) Fault | PWR/66KV/R/006 | Restart
PWR/66KV | 66kV Power Equipment | PWR/66KV/P/008 | SWGR - Protection Relay Panel (MBRYP) / Overcurrent and Earth Fault Relay 50/51/51N (OCERL) | PWR/66KV/C/011 | Overcurrent and Earth Fault Relay 50/51/51N (OCERL) Fault | PWR/66KV/R/007 | Others
PWR/66KV | 66kV Power Equipment | PWR/66KV/P/009 | SWGR - Protection Relay Panel (MBRYP) / Pilot Wire Supervision 87Lx (PWSRL) | PWR/66KV/C/009 | Fiber Optic Cable Fault | PWR/66KV/R/001 | Replace
PWR/66KV | 66kV Power Equipment | PWR/66KV/P/009 | SWGR - Protection Relay Panel (MBRYP) / Pilot Wire Supervision 87Lx (PWSRL) | PWR/66KV/C/009 | Fiber Optic Cable Fault | PWR/66KV/R/002 | Adjust
PWR/66KV | 66kV Power Equipment | PWR/66KV/P/009 | SWGR - Protection Relay Panel (MBRYP) / Pilot Wire Supervision 87Lx (PWSRL) | PWR/66KV/C/009 | Fiber Optic Cable Fault | PWR/66KV/R/003 | Reset
PWR/66KV | 66kV Power Equipment | PWR/66KV/P/009 | SWGR - Protection Relay Panel (MBRYP) / Pilot Wire Supervision 87Lx (PWSRL) | PWR/66KV/C/009 | Fiber Optic Cable Fault | PWR/66KV/R/004 | Top Up
PWR/66KV | 66kV Power Equipment | PWR/66KV/P/009 | SWGR - Protection Relay Panel (MBRYP) / Pilot Wire Supervision 87Lx (PWSRL) | PWR/66KV/C/009 | Fiber Optic Cable Fault | PWR/66KV/R/005 | Check and Secure
PWR/66KV | 66kV Power Equipment | PWR/66KV/P/009 | SWGR - Protection Relay Panel (MBRYP) / Pilot Wire Supervision 87Lx (PWSRL) | PWR/66KV/C/009 | Fiber Optic Cable Fault | PWR/66KV/R/006 | Restart
PWR/66KV | 66kV Power Equipment | PWR/66KV/P/009 | SWGR - Protection Relay Panel (MBRYP) / Pilot Wire Supervision 87Lx (PWSRL) | PWR/66KV/C/009 | Fiber Optic Cable Fault | PWR/66KV/R/007 | Others
PWR/66KV | 66kV Power Equipment | PWR/66KV/P/010 | SWGR - Protection Relay Panel (MBRYP) / Transformer Differential Relay (TDRL) | PWR/66KV/C/012 | Transformer Differential Relay (TDRL) Fault | PWR/66KV/R/001 | Replace
PWR/66KV | 66kV Power Equipment | PWR/66KV/P/010 | SWGR - Protection Relay Panel (MBRYP) / Transformer Differential Relay (TDRL) | PWR/66KV/C/012 | Transformer Differential Relay (TDRL) Fault | PWR/66KV/R/002 | Adjust
PWR/66KV | 66kV Power Equipment | PWR/66KV/P/010 | SWGR - Protection Relay Panel (MBRYP) / Transformer Differential Relay (TDRL) | PWR/66KV/C/012 | Transformer Differential Relay (TDRL) Fault | PWR/66KV/R/003 | Reset
PWR/66KV | 66kV Power Equipment | PWR/66KV/P/010 | SWGR - Protection Relay Panel (MBRYP) / Transformer Differential Relay (TDRL) | PWR/66KV/C/012 | Transformer Differential Relay (TDRL) Fault | PWR/66KV/R/004 | Top Up
PWR/66KV | 66kV Power Equipment | PWR/66KV/P/010 | SWGR - Protection Relay Panel (MBRYP) / Transformer Differential Relay (TDRL) | PWR/66KV/C/012 | Transformer Differential Relay (TDRL) Fault | PWR/66KV/R/005 | Check and Secure
PWR/66KV | 66kV Power Equipment | PWR/66KV/P/010 | SWGR - Protection Relay Panel (MBRYP) / Transformer Differential Relay (TDRL) | PWR/66KV/C/012 | Transformer Differential Relay (TDRL) Fault | PWR/66KV/R/006 | Restart
PWR/66KV | 66kV Power Equipment | PWR/66KV/P/010 | SWGR - Protection Relay Panel (MBRYP) / Transformer Differential Relay (TDRL) | PWR/66KV/C/012 | Transformer Differential Relay (TDRL) Fault | PWR/66KV/R/007 | Others
PWR/66KV | 66kV Power Equipment | PWR/66KV/P/011 | SWGR - Protection Relay Panel (MBRYP) / Trip Circuit Supervisory Relay (TCSRL) | PWR/66KV/C/013 | Trip Circuit Supervisory Relay (TCSRL) Fault | PWR/66KV/R/001 | Replace
PWR/66KV | 66kV Power Equipment | PWR/66KV/P/011 | SWGR - Protection Relay Panel (MBRYP) / Trip Circuit Supervisory Relay (TCSRL) | PWR/66KV/C/013 | Trip Circuit Supervisory Relay (TCSRL) Fault | PWR/66KV/R/002 | Adjust
PWR/66KV | 66kV Power Equipment | PWR/66KV/P/011 | SWGR - Protection Relay Panel (MBRYP) / Trip Circuit Supervisory Relay (TCSRL) | PWR/66KV/C/013 | Trip Circuit Supervisory Relay (TCSRL) Fault | PWR/66KV/R/003 | Reset
PWR/66KV | 66kV Power Equipment | PWR/66KV/P/011 | SWGR - Protection Relay Panel (MBRYP) / Trip Circuit Supervisory Relay (TCSRL) | PWR/66KV/C/013 | Trip Circuit Supervisory Relay (TCSRL) Fault | PWR/66KV/R/004 | Top Up
PWR/66KV | 66kV Power Equipment | PWR/66KV/P/011 | SWGR - Protection Relay Panel (MBRYP) / Trip Circuit Supervisory Relay (TCSRL) | PWR/66KV/C/013 | Trip Circuit Supervisory Relay (TCSRL) Fault | PWR/66KV/R/005 | Check and Secure
PWR/66KV | 66kV Power Equipment | PWR/66KV/P/011 | SWGR - Protection Relay Panel (MBRYP) / Trip Circuit Supervisory Relay (TCSRL) | PWR/66KV/C/013 | Trip Circuit Supervisory Relay (TCSRL) Fault | PWR/66KV/R/006 | Restart
PWR/66KV | 66kV Power Equipment | PWR/66KV/P/011 | SWGR - Protection Relay Panel (MBRYP) / Trip Circuit Supervisory Relay (TCSRL) | PWR/66KV/C/013 | Trip Circuit Supervisory Relay (TCSRL) Fault | PWR/66KV/R/007 | Others
PWR/66KV | 66kV Power Equipment | PWR/66KV/P/012 | SWGR - Remote Control Cubicle (RCC) | PWR/66KV/C/014 | Remote Control Cubicle (RCC) Fault | PWR/66KV/R/001 | Replace
PWR/66KV | 66kV Power Equipment | PWR/66KV/P/012 | SWGR - Remote Control Cubicle (RCC) | PWR/66KV/C/014 | Remote Control Cubicle (RCC) Fault | PWR/66KV/R/002 | Adjust
PWR/66KV | 66kV Power Equipment | PWR/66KV/P/012 | SWGR - Remote Control Cubicle (RCC) | PWR/66KV/C/014 | Remote Control Cubicle (RCC) Fault | PWR/66KV/R/003 | Reset
PWR/66KV | 66kV Power Equipment | PWR/66KV/P/012 | SWGR - Remote Control Cubicle (RCC) | PWR/66KV/C/014 | Remote Control Cubicle (RCC) Fault | PWR/66KV/R/004 | Top Up
PWR/66KV | 66kV Power Equipment | PWR/66KV/P/012 | SWGR - Remote Control Cubicle (RCC) | PWR/66KV/C/014 | Remote Control Cubicle (RCC) Fault | PWR/66KV/R/005 | Check and Secure
PWR/66KV | 66kV Power Equipment | PWR/66KV/P/012 | SWGR - Remote Control Cubicle (RCC) | PWR/66KV/C/014 | Remote Control Cubicle (RCC) Fault | PWR/66KV/R/006 | Restart
PWR/66KV | 66kV Power Equipment | PWR/66KV/P/012 | SWGR - Remote Control Cubicle (RCC) | PWR/66KV/C/014 | Remote Control Cubicle (RCC) Fault | PWR/66KV/R/007 | Others
PWR/66KV | 66kV Power Equipment | PWR/66KV/P/013 | Partial Discharge Monitoring Panel (PDMP) | PWR/66KV/C/015 | Partial Discharge Monitoring Panel (PDMP) Fault | PWR/66KV/R/001 | Replace
PWR/66KV | 66kV Power Equipment | PWR/66KV/P/013 | Partial Discharge Monitoring Panel (PDMP) | PWR/66KV/C/015 | Partial Discharge Monitoring Panel (PDMP) Fault | PWR/66KV/R/002 | Adjust
PWR/66KV | 66kV Power Equipment | PWR/66KV/P/013 | Partial Discharge Monitoring Panel (PDMP) | PWR/66KV/C/015 | Partial Discharge Monitoring Panel (PDMP) Fault | PWR/66KV/R/003 | Reset
PWR/66KV | 66kV Power Equipment | PWR/66KV/P/013 | Partial Discharge Monitoring Panel (PDMP) | PWR/66KV/C/015 | Partial Discharge Monitoring Panel (PDMP) Fault | PWR/66KV/R/004 | Top Up
PWR/66KV | 66kV Power Equipment | PWR/66KV/P/013 | Partial Discharge Monitoring Panel (PDMP) | PWR/66KV/C/015 | Partial Discharge Monitoring Panel (PDMP) Fault | PWR/66KV/R/005 | Check and Secure
PWR/66KV | 66kV Power Equipment | PWR/66KV/P/013 | Partial Discharge Monitoring Panel (PDMP) | PWR/66KV/C/015 | Partial Discharge Monitoring Panel (PDMP) Fault | PWR/66KV/R/006 | Restart
PWR/66KV | 66kV Power Equipment | PWR/66KV/P/013 | Partial Discharge Monitoring Panel (PDMP) | PWR/66KV/C/015 | Partial Discharge Monitoring Panel (PDMP) Fault | PWR/66KV/R/007 | Others
PWR/66KV | 66kV Power Equipment | PWR/66KV/P/014 | Intake Transformer - MT00x (MT) / Buchholz Relay (BRL) | PWR/66KV/C/016 | Buchholz Relay (BRL) Fault | PWR/66KV/R/001 | Replace
PWR/66KV | 66kV Power Equipment | PWR/66KV/P/014 | Intake Transformer - MT00x (MT) / Buchholz Relay (BRL) | PWR/66KV/C/016 | Buchholz Relay (BRL) Fault | PWR/66KV/R/002 | Adjust
PWR/66KV | 66kV Power Equipment | PWR/66KV/P/014 | Intake Transformer - MT00x (MT) / Buchholz Relay (BRL) | PWR/66KV/C/016 | Buchholz Relay (BRL) Fault | PWR/66KV/R/003 | Reset
PWR/66KV | 66kV Power Equipment | PWR/66KV/P/014 | Intake Transformer - MT00x (MT) / Buchholz Relay (BRL) | PWR/66KV/C/016 | Buchholz Relay (BRL) Fault | PWR/66KV/R/004 | Top Up
PWR/66KV | 66kV Power Equipment | PWR/66KV/P/014 | Intake Transformer - MT00x (MT) / Buchholz Relay (BRL) | PWR/66KV/C/016 | Buchholz Relay (BRL) Fault | PWR/66KV/R/005 | Check and Secure
PWR/66KV | 66kV Power Equipment | PWR/66KV/P/014 | Intake Transformer - MT00x (MT) / Buchholz Relay (BRL) | PWR/66KV/C/016 | Buchholz Relay (BRL) Fault | PWR/66KV/R/006 | Restart
PWR/66KV | 66kV Power Equipment | PWR/66KV/P/014 | Intake Transformer - MT00x (MT) / Buchholz Relay (BRL) | PWR/66KV/C/016 | Buchholz Relay (BRL) Fault | PWR/66KV/R/007 | Others
PWR/66KV | 66kV Power Equipment | PWR/66KV/P/015 | Intake Transformer - MT00x (MT) / Pressure Relief Device (PRD) | PWR/66KV/C/017 | Pressure Relief Device (PRD) Fault | PWR/66KV/R/001 | Replace
PWR/66KV | 66kV Power Equipment | PWR/66KV/P/015 | Intake Transformer - MT00x (MT) / Pressure Relief Device (PRD) | PWR/66KV/C/017 | Pressure Relief Device (PRD) Fault | PWR/66KV/R/002 | Adjust
PWR/66KV | 66kV Power Equipment | PWR/66KV/P/015 | Intake Transformer - MT00x (MT) / Pressure Relief Device (PRD) | PWR/66KV/C/017 | Pressure Relief Device (PRD) Fault | PWR/66KV/R/003 | Reset
PWR/66KV | 66kV Power Equipment | PWR/66KV/P/015 | Intake Transformer - MT00x (MT) / Pressure Relief Device (PRD) | PWR/66KV/C/017 | Pressure Relief Device (PRD) Fault | PWR/66KV/R/004 | Top Up
PWR/66KV | 66kV Power Equipment | PWR/66KV/P/015 | Intake Transformer - MT00x (MT) / Pressure Relief Device (PRD) | PWR/66KV/C/017 | Pressure Relief Device (PRD) Fault | PWR/66KV/R/005 | Check and Secure
PWR/66KV | 66kV Power Equipment | PWR/66KV/P/015 | Intake Transformer - MT00x (MT) / Pressure Relief Device (PRD) | PWR/66KV/C/017 | Pressure Relief Device (PRD) Fault | PWR/66KV/R/006 | Restart
PWR/66KV | 66kV Power Equipment | PWR/66KV/P/015 | Intake Transformer - MT00x (MT) / Pressure Relief Device (PRD) | PWR/66KV/C/017 | Pressure Relief Device (PRD) Fault | PWR/66KV/R/007 | Others
PWR/66KV | 66kV Power Equipment | PWR/66KV/P/016 | Intake Transformer - MT00x (MT) / Onload Tap Changer (OLTC) | PWR/66KV/C/018 | Onload Tap Changer (OLTC) Fault | PWR/66KV/R/001 | Replace
PWR/66KV | 66kV Power Equipment | PWR/66KV/P/016 | Intake Transformer - MT00x (MT) / Onload Tap Changer (OLTC) | PWR/66KV/C/018 | Onload Tap Changer (OLTC) Fault | PWR/66KV/R/002 | Adjust
PWR/66KV | 66kV Power Equipment | PWR/66KV/P/016 | Intake Transformer - MT00x (MT) / Onload Tap Changer (OLTC) | PWR/66KV/C/018 | Onload Tap Changer (OLTC) Fault | PWR/66KV/R/003 | Reset
PWR/66KV | 66kV Power Equipment | PWR/66KV/P/016 | Intake Transformer - MT00x (MT) / Onload Tap Changer (OLTC) | PWR/66KV/C/018 | Onload Tap Changer (OLTC) Fault | PWR/66KV/R/004 | Top Up
PWR/66KV | 66kV Power Equipment | PWR/66KV/P/016 | Intake Transformer - MT00x (MT) / Onload Tap Changer (OLTC) | PWR/66KV/C/018 | Onload Tap Changer (OLTC) Fault | PWR/66KV/R/005 | Check and Secure
PWR/66KV | 66kV Power Equipment | PWR/66KV/P/016 | Intake Transformer - MT00x (MT) / Onload Tap Changer (OLTC) | PWR/66KV/C/018 | Onload Tap Changer (OLTC) Fault | PWR/66KV/R/006 | Restart
PWR/66KV | 66kV Power Equipment | PWR/66KV/P/016 | Intake Transformer - MT00x (MT) / Onload Tap Changer (OLTC) | PWR/66KV/C/018 | Onload Tap Changer (OLTC) Fault | PWR/66KV/R/007 | Others
PWR/66KV | 66kV Power Equipment | PWR/66KV/P/017 | Neutral Grounding Resistor (NGR)Current Transformer (CT) | PWR/66KV/C/019 | Current Transformer (CT) Fault | PWR/66KV/R/001 | Replace
PWR/66KV | 66kV Power Equipment | PWR/66KV/P/017 | Neutral Grounding Resistor (NGR)Current Transformer (CT) | PWR/66KV/C/019 | Current Transformer (CT) Fault | PWR/66KV/R/002 | Adjust
PWR/66KV | 66kV Power Equipment | PWR/66KV/P/017 | Neutral Grounding Resistor (NGR)Current Transformer (CT) | PWR/66KV/C/019 | Current Transformer (CT) Fault | PWR/66KV/R/003 | Reset
PWR/66KV | 66kV Power Equipment | PWR/66KV/P/017 | Neutral Grounding Resistor (NGR)Current Transformer (CT) | PWR/66KV/C/019 | Current Transformer (CT) Fault | PWR/66KV/R/004 | Top Up
PWR/66KV | 66kV Power Equipment | PWR/66KV/P/017 | Neutral Grounding Resistor (NGR)Current Transformer (CT) | PWR/66KV/C/019 | Current Transformer (CT) Fault | PWR/66KV/R/005 | Check and Secure
PWR/66KV | 66kV Power Equipment | PWR/66KV/P/017 | Neutral Grounding Resistor (NGR)Current Transformer (CT) | PWR/66KV/C/019 | Current Transformer (CT) Fault | PWR/66KV/R/006 | Restart
PWR/66KV | 66kV Power Equipment | PWR/66KV/P/017 | Neutral Grounding Resistor (NGR)Current Transformer (CT) | PWR/66KV/C/019 | Current Transformer (CT) Fault | PWR/66KV/R/007 | Others
PWR/66KV | 66kV Power Equipment | PWR/66KV/P/018 | DGA Condition Monitoring Unit (DGACMU) | PWR/66KV/C/020 | DGA Condition Monitoring Unit (DGACMU) Fault | PWR/66KV/R/001 | Replace
PWR/66KV | 66kV Power Equipment | PWR/66KV/P/018 | DGA Condition Monitoring Unit (DGACMU) | PWR/66KV/C/020 | DGA Condition Monitoring Unit (DGACMU) Fault | PWR/66KV/R/002 | Adjust
PWR/66KV | 66kV Power Equipment | PWR/66KV/P/018 | DGA Condition Monitoring Unit (DGACMU) | PWR/66KV/C/020 | DGA Condition Monitoring Unit (DGACMU) Fault | PWR/66KV/R/003 | Reset
PWR/66KV | 66kV Power Equipment | PWR/66KV/P/018 | DGA Condition Monitoring Unit (DGACMU) | PWR/66KV/C/020 | DGA Condition Monitoring Unit (DGACMU) Fault | PWR/66KV/R/004 | Top Up
PWR/66KV | 66kV Power Equipment | PWR/66KV/P/018 | DGA Condition Monitoring Unit (DGACMU) | PWR/66KV/C/020 | DGA Condition Monitoring Unit (DGACMU) Fault | PWR/66KV/R/005 | Check and Secure
PWR/66KV | 66kV Power Equipment | PWR/66KV/P/018 | DGA Condition Monitoring Unit (DGACMU) | PWR/66KV/C/020 | DGA Condition Monitoring Unit (DGACMU) Fault | PWR/66KV/R/006 | Restart
PWR/66KV | 66kV Power Equipment | PWR/66KV/P/018 | DGA Condition Monitoring Unit (DGACMU) | PWR/66KV/C/020 | DGA Condition Monitoring Unit (DGACMU) Fault | PWR/66KV/R/007 | Others
PWR/66KV | 66kV Power Equipment | PWR/66KV/P/019 | Intake Transformer Relay Panel (TRP)Earth Fault Relay 64REF / 51G (EFRL) | PWR/66KV/C/021 | Earth Fault Relay 64REF / 51G (EFRL) Fault | PWR/66KV/R/001 | Replace
PWR/66KV | 66kV Power Equipment | PWR/66KV/P/019 | Intake Transformer Relay Panel (TRP)Earth Fault Relay 64REF / 51G (EFRL) | PWR/66KV/C/021 | Earth Fault Relay 64REF / 51G (EFRL) Fault | PWR/66KV/R/002 | Adjust
PWR/66KV | 66kV Power Equipment | PWR/66KV/P/019 | Intake Transformer Relay Panel (TRP)Earth Fault Relay 64REF / 51G (EFRL) | PWR/66KV/C/021 | Earth Fault Relay 64REF / 51G (EFRL) Fault | PWR/66KV/R/003 | Reset
PWR/66KV | 66kV Power Equipment | PWR/66KV/P/019 | Intake Transformer Relay Panel (TRP)Earth Fault Relay 64REF / 51G (EFRL) | PWR/66KV/C/021 | Earth Fault Relay 64REF / 51G (EFRL) Fault | PWR/66KV/R/004 | Top Up
PWR/66KV | 66kV Power Equipment | PWR/66KV/P/019 | Intake Transformer Relay Panel (TRP)Earth Fault Relay 64REF / 51G (EFRL) | PWR/66KV/C/021 | Earth Fault Relay 64REF / 51G (EFRL) Fault | PWR/66KV/R/005 | Check and Secure
PWR/66KV | 66kV Power Equipment | PWR/66KV/P/019 | Intake Transformer Relay Panel (TRP)Earth Fault Relay 64REF / 51G (EFRL) | PWR/66KV/C/021 | Earth Fault Relay 64REF / 51G (EFRL) Fault | PWR/66KV/R/006 | Restart
PWR/66KV | 66kV Power Equipment | PWR/66KV/P/019 | Intake Transformer Relay Panel (TRP)Earth Fault Relay 64REF / 51G (EFRL) | PWR/66KV/C/021 | Earth Fault Relay 64REF / 51G (EFRL) Fault | PWR/66KV/R/007 | Others
PWR/66KV | 66kV Power Equipment | PWR/66KV/P/020 | Automatic Voltage Regulator (AVR)AVR TAPCON Relay (AVRRL) | PWR/66KV/C/022 | AVR TAPCON Relay (AVRRL) Fault | PWR/66KV/R/001 | Replace
PWR/66KV | 66kV Power Equipment | PWR/66KV/P/020 | Automatic Voltage Regulator (AVR)AVR TAPCON Relay (AVRRL) | PWR/66KV/C/022 | AVR TAPCON Relay (AVRRL) Fault | PWR/66KV/R/002 | Adjust
PWR/66KV | 66kV Power Equipment | PWR/66KV/P/020 | Automatic Voltage Regulator (AVR)AVR TAPCON Relay (AVRRL) | PWR/66KV/C/022 | AVR TAPCON Relay (AVRRL) Fault | PWR/66KV/R/003 | Reset
PWR/66KV | 66kV Power Equipment | PWR/66KV/P/020 | Automatic Voltage Regulator (AVR)AVR TAPCON Relay (AVRRL) | PWR/66KV/C/022 | AVR TAPCON Relay (AVRRL) Fault | PWR/66KV/R/004 | Top Up
PWR/66KV | 66kV Power Equipment | PWR/66KV/P/020 | Automatic Voltage Regulator (AVR)AVR TAPCON Relay (AVRRL) | PWR/66KV/C/022 | AVR TAPCON Relay (AVRRL) Fault | PWR/66KV/R/005 | Check and Secure
PWR/66KV | 66kV Power Equipment | PWR/66KV/P/020 | Automatic Voltage Regulator (AVR)AVR TAPCON Relay (AVRRL) | PWR/66KV/C/022 | AVR TAPCON Relay (AVRRL) Fault | PWR/66KV/R/006 | Restart
PWR/66KV | 66kV Power Equipment | PWR/66KV/P/020 | Automatic Voltage Regulator (AVR)AVR TAPCON Relay (AVRRL) | PWR/66KV/C/022 | AVR TAPCON Relay (AVRRL) Fault | PWR/66KV/R/007 | Others
PWR/66KV | 66kV Power Equipment | PWR/66KV/P/021 | 66kV Power Cable (CAB) | PWR/66KV/C/023 | Cable Fault | PWR/66KV/R/001 | Replace
PWR/66KV | 66kV Power Equipment | PWR/66KV/P/021 | 66kV Power Cable (CAB) | PWR/66KV/C/023 | Cable Fault | PWR/66KV/R/002 | Adjust
PWR/66KV | 66kV Power Equipment | PWR/66KV/P/021 | 66kV Power Cable (CAB) | PWR/66KV/C/023 | Cable Fault | PWR/66KV/R/003 | Reset
PWR/66KV | 66kV Power Equipment | PWR/66KV/P/021 | 66kV Power Cable (CAB) | PWR/66KV/C/023 | Cable Fault | PWR/66KV/R/004 | Top Up
PWR/66KV | 66kV Power Equipment | PWR/66KV/P/021 | 66kV Power Cable (CAB) | PWR/66KV/C/023 | Cable Fault | PWR/66KV/R/005 | Check and Secure
PWR/66KV | 66kV Power Equipment | PWR/66KV/P/021 | 66kV Power Cable (CAB) | PWR/66KV/C/023 | Cable Fault | PWR/66KV/R/006 | Restart
PWR/66KV | 66kV Power Equipment | PWR/66KV/P/021 | 66kV Power Cable (CAB) | PWR/66KV/C/023 | Cable Fault | PWR/66KV/R/007 | Others
PWR/22KV | 22kV Power Equipment | PWR/22KV/P/001 | SWGR / Circuit Breaker (CB) | PWR/22KV/C/001 | CB Proximity Sensor Fault | PWR/22KV/R/001 | Replace
PWR/22KV | 22kV Power Equipment | PWR/22KV/P/001 | SWGR / Circuit Breaker (CB) | PWR/22KV/C/001 | CB Proximity Sensor Fault | PWR/22KV/R/002 | Adjust
PWR/22KV | 22kV Power Equipment | PWR/22KV/P/001 | SWGR / Circuit Breaker (CB) | PWR/22KV/C/001 | CB Proximity Sensor Fault | PWR/22KV/R/003 | Reset
PWR/22KV | 22kV Power Equipment | PWR/22KV/P/001 | SWGR / Circuit Breaker (CB) | PWR/22KV/C/001 | CB Proximity Sensor Fault | PWR/22KV/R/004 | Top Up
PWR/22KV | 22kV Power Equipment | PWR/22KV/P/001 | SWGR / Circuit Breaker (CB) | PWR/22KV/C/001 | CB Proximity Sensor Fault | PWR/22KV/R/005 | Check and Secure
PWR/22KV | 22kV Power Equipment | PWR/22KV/P/001 | SWGR / Circuit Breaker (CB) | PWR/22KV/C/001 | CB Proximity Sensor Fault | PWR/22KV/R/006 | Restart
PWR/22KV | 22kV Power Equipment | PWR/22KV/P/001 | SWGR / Circuit Breaker (CB) | PWR/22KV/C/001 | CB Proximity Sensor Fault | PWR/22KV/R/007 | Others
PWR/22KV | 22kV Power Equipment | PWR/22KV/P/001 | SWGR / Circuit Breaker (CB) | PWR/22KV/C/002 | Low Gas Pressure | PWR/22KV/R/001 | Replace
PWR/22KV | 22kV Power Equipment | PWR/22KV/P/001 | SWGR / Circuit Breaker (CB) | PWR/22KV/C/002 | Low Gas Pressure | PWR/22KV/R/002 | Adjust
PWR/22KV | 22kV Power Equipment | PWR/22KV/P/001 | SWGR / Circuit Breaker (CB) | PWR/22KV/C/002 | Low Gas Pressure | PWR/22KV/R/003 | Reset
PWR/22KV | 22kV Power Equipment | PWR/22KV/P/001 | SWGR / Circuit Breaker (CB) | PWR/22KV/C/002 | Low Gas Pressure | PWR/22KV/R/004 | Top Up
PWR/22KV | 22kV Power Equipment | PWR/22KV/P/001 | SWGR / Circuit Breaker (CB) | PWR/22KV/C/002 | Low Gas Pressure | PWR/22KV/R/005 | Check and Secure
PWR/22KV | 22kV Power Equipment | PWR/22KV/P/001 | SWGR / Circuit Breaker (CB) | PWR/22KV/C/002 | Low Gas Pressure | PWR/22KV/R/006 | Restart
PWR/22KV | 22kV Power Equipment | PWR/22KV/P/001 | SWGR / Circuit Breaker (CB) | PWR/22KV/C/002 | Low Gas Pressure | PWR/22KV/R/007 | Others
PWR/22KV | 22kV Power Equipment | PWR/22KV/P/001 | SWGR / Circuit Breaker (CB) | PWR/22KV/C/003 | Auxillary Contact Fault | PWR/22KV/R/001 | Replace
PWR/22KV | 22kV Power Equipment | PWR/22KV/P/001 | SWGR / Circuit Breaker (CB) | PWR/22KV/C/003 | Auxillary Contact Fault | PWR/22KV/R/002 | Adjust
PWR/22KV | 22kV Power Equipment | PWR/22KV/P/001 | SWGR / Circuit Breaker (CB) | PWR/22KV/C/003 | Auxillary Contact Fault | PWR/22KV/R/003 | Reset
PWR/22KV | 22kV Power Equipment | PWR/22KV/P/001 | SWGR / Circuit Breaker (CB) | PWR/22KV/C/003 | Auxillary Contact Fault | PWR/22KV/R/004 | Top Up
PWR/22KV | 22kV Power Equipment | PWR/22KV/P/001 | SWGR / Circuit Breaker (CB) | PWR/22KV/C/003 | Auxillary Contact Fault | PWR/22KV/R/005 | Check and Secure
PWR/22KV | 22kV Power Equipment | PWR/22KV/P/001 | SWGR / Circuit Breaker (CB) | PWR/22KV/C/003 | Auxillary Contact Fault | PWR/22KV/R/006 | Restart
PWR/22KV | 22kV Power Equipment | PWR/22KV/P/001 | SWGR / Circuit Breaker (CB) | PWR/22KV/C/003 | Auxillary Contact Fault | PWR/22KV/R/007 | Others
PWR/22KV | 22kV Power Equipment | PWR/22KV/P/001 | SWGR / Circuit Breaker (CB) | PWR/22KV/C/004 | DS/ES Sensor Fault | PWR/22KV/R/001 | Replace
PWR/22KV | 22kV Power Equipment | PWR/22KV/P/001 | SWGR / Circuit Breaker (CB) | PWR/22KV/C/004 | DS/ES Sensor Fault | PWR/22KV/R/002 | Adjust
PWR/22KV | 22kV Power Equipment | PWR/22KV/P/001 | SWGR / Circuit Breaker (CB) | PWR/22KV/C/004 | DS/ES Sensor Fault | PWR/22KV/R/003 | Reset
PWR/22KV | 22kV Power Equipment | PWR/22KV/P/001 | SWGR / Circuit Breaker (CB) | PWR/22KV/C/004 | DS/ES Sensor Fault | PWR/22KV/R/004 | Top Up
PWR/22KV | 22kV Power Equipment | PWR/22KV/P/001 | SWGR / Circuit Breaker (CB) | PWR/22KV/C/004 | DS/ES Sensor Fault | PWR/22KV/R/005 | Check and Secure
PWR/22KV | 22kV Power Equipment | PWR/22KV/P/001 | SWGR / Circuit Breaker (CB) | PWR/22KV/C/004 | DS/ES Sensor Fault | PWR/22KV/R/006 | Restart
PWR/22KV | 22kV Power Equipment | PWR/22KV/P/001 | SWGR / Circuit Breaker (CB) | PWR/22KV/C/004 | DS/ES Sensor Fault | PWR/22KV/R/007 | Others
PWR/22KV | 22kV Power Equipment | PWR/22KV/P/001 | SWGR / Circuit Breaker (CB) | PWR/22KV/C/005 | Pressure Sensor(Bog) Cable Fault | PWR/22KV/R/001 | Replace
PWR/22KV | 22kV Power Equipment | PWR/22KV/P/001 | SWGR / Circuit Breaker (CB) | PWR/22KV/C/005 | Pressure Sensor(Bog) Cable Fault | PWR/22KV/R/002 | Adjust
PWR/22KV | 22kV Power Equipment | PWR/22KV/P/001 | SWGR / Circuit Breaker (CB) | PWR/22KV/C/005 | Pressure Sensor(Bog) Cable Fault | PWR/22KV/R/003 | Reset
PWR/22KV | 22kV Power Equipment | PWR/22KV/P/001 | SWGR / Circuit Breaker (CB) | PWR/22KV/C/005 | Pressure Sensor(Bog) Cable Fault | PWR/22KV/R/004 | Top Up
PWR/22KV | 22kV Power Equipment | PWR/22KV/P/001 | SWGR / Circuit Breaker (CB) | PWR/22KV/C/005 | Pressure Sensor(Bog) Cable Fault | PWR/22KV/R/005 | Check and Secure
PWR/22KV | 22kV Power Equipment | PWR/22KV/P/001 | SWGR / Circuit Breaker (CB) | PWR/22KV/C/005 | Pressure Sensor(Bog) Cable Fault | PWR/22KV/R/006 | Restart
PWR/22KV | 22kV Power Equipment | PWR/22KV/P/001 | SWGR / Circuit Breaker (CB) | PWR/22KV/C/005 | Pressure Sensor(Bog) Cable Fault | PWR/22KV/R/007 | Others
PWR/22KV | 22kV Power Equipment | PWR/22KV/P/001 | SWGR / Circuit Breaker (CB) | PWR/22KV/C/006 | CB Coil Fault | PWR/22KV/R/001 | Replace
PWR/22KV | 22kV Power Equipment | PWR/22KV/P/001 | SWGR / Circuit Breaker (CB) | PWR/22KV/C/006 | CB Coil Fault | PWR/22KV/R/002 | Adjust
PWR/22KV | 22kV Power Equipment | PWR/22KV/P/001 | SWGR / Circuit Breaker (CB) | PWR/22KV/C/006 | CB Coil Fault | PWR/22KV/R/003 | Reset
PWR/22KV | 22kV Power Equipment | PWR/22KV/P/001 | SWGR / Circuit Breaker (CB) | PWR/22KV/C/006 | CB Coil Fault | PWR/22KV/R/004 | Top Up
PWR/22KV | 22kV Power Equipment | PWR/22KV/P/001 | SWGR / Circuit Breaker (CB) | PWR/22KV/C/006 | CB Coil Fault | PWR/22KV/R/005 | Check and Secure
PWR/22KV | 22kV Power Equipment | PWR/22KV/P/001 | SWGR / Circuit Breaker (CB) | PWR/22KV/C/006 | CB Coil Fault | PWR/22KV/R/006 | Restart
PWR/22KV | 22kV Power Equipment | PWR/22KV/P/001 | SWGR / Circuit Breaker (CB) | PWR/22KV/C/006 | CB Coil Fault | PWR/22KV/R/007 | Others
PWR/22KV | 22kV Power Equipment | PWR/22KV/P/001 | SWGR / Circuit Breaker (CB) | PWR/22KV/C/007 | No Fault Found | PWR/22KV/R/001 | Replace
PWR/22KV | 22kV Power Equipment | PWR/22KV/P/001 | SWGR / Circuit Breaker (CB) | PWR/22KV/C/007 | No Fault Found | PWR/22KV/R/002 | Adjust
PWR/22KV | 22kV Power Equipment | PWR/22KV/P/001 | SWGR / Circuit Breaker (CB) | PWR/22KV/C/007 | No Fault Found | PWR/22KV/R/003 | Reset
PWR/22KV | 22kV Power Equipment | PWR/22KV/P/001 | SWGR / Circuit Breaker (CB) | PWR/22KV/C/007 | No Fault Found | PWR/22KV/R/004 | Top Up
PWR/22KV | 22kV Power Equipment | PWR/22KV/P/001 | SWGR / Circuit Breaker (CB) | PWR/22KV/C/007 | No Fault Found | PWR/22KV/R/005 | Check and Secure
PWR/22KV | 22kV Power Equipment | PWR/22KV/P/001 | SWGR / Circuit Breaker (CB) | PWR/22KV/C/007 | No Fault Found | PWR/22KV/R/006 | Restart
PWR/22KV | 22kV Power Equipment | PWR/22KV/P/001 | SWGR / Circuit Breaker (CB) | PWR/22KV/C/007 | No Fault Found | PWR/22KV/R/007 | Others
PWR/22KV | 22kV Power Equipment | PWR/22KV/P/001 | SWGR / Circuit Breaker (CB) | PWR/22KV/C/008 | Human Factors | PWR/22KV/R/001 | Replace
PWR/22KV | 22kV Power Equipment | PWR/22KV/P/001 | SWGR / Circuit Breaker (CB) | PWR/22KV/C/008 | Human Factors | PWR/22KV/R/002 | Adjust
PWR/22KV | 22kV Power Equipment | PWR/22KV/P/001 | SWGR / Circuit Breaker (CB) | PWR/22KV/C/008 | Human Factors | PWR/22KV/R/003 | Reset
PWR/22KV | 22kV Power Equipment | PWR/22KV/P/001 | SWGR / Circuit Breaker (CB) | PWR/22KV/C/008 | Human Factors | PWR/22KV/R/004 | Top Up
PWR/22KV | 22kV Power Equipment | PWR/22KV/P/001 | SWGR / Circuit Breaker (CB) | PWR/22KV/C/008 | Human Factors | PWR/22KV/R/005 | Check and Secure
PWR/22KV | 22kV Power Equipment | PWR/22KV/P/001 | SWGR / Circuit Breaker (CB) | PWR/22KV/C/008 | Human Factors | PWR/22KV/R/006 | Restart
PWR/22KV | 22kV Power Equipment | PWR/22KV/P/001 | SWGR / Circuit Breaker (CB) | PWR/22KV/C/008 | Human Factors | PWR/22KV/R/007 | Others
PWR/22KV | 22kV Power Equipment | PWR/22KV/P/001 | SWGR / Circuit Breaker (CB) | PWR/22KV/C/009 | External Fault | PWR/22KV/R/001 | Replace
PWR/22KV | 22kV Power Equipment | PWR/22KV/P/001 | SWGR / Circuit Breaker (CB) | PWR/22KV/C/009 | External Fault | PWR/22KV/R/002 | Adjust
PWR/22KV | 22kV Power Equipment | PWR/22KV/P/001 | SWGR / Circuit Breaker (CB) | PWR/22KV/C/009 | External Fault | PWR/22KV/R/003 | Reset
PWR/22KV | 22kV Power Equipment | PWR/22KV/P/001 | SWGR / Circuit Breaker (CB) | PWR/22KV/C/009 | External Fault | PWR/22KV/R/004 | Top Up
PWR/22KV | 22kV Power Equipment | PWR/22KV/P/001 | SWGR / Circuit Breaker (CB) | PWR/22KV/C/009 | External Fault | PWR/22KV/R/005 | Check and Secure
PWR/22KV | 22kV Power Equipment | PWR/22KV/P/001 | SWGR / Circuit Breaker (CB) | PWR/22KV/C/009 | External Fault | PWR/22KV/R/006 | Restart
PWR/22KV | 22kV Power Equipment | PWR/22KV/P/001 | SWGR / Circuit Breaker (CB) | PWR/22KV/C/009 | External Fault | PWR/22KV/R/007 | Others
PWR/22KV | 22kV Power Equipment | PWR/22KV/P/001 | SWGR / Circuit Breaker (CB) | PWR/22KV/C/010 | CB Charging Motor Fault | PWR/22KV/R/001 | Replace
PWR/22KV | 22kV Power Equipment | PWR/22KV/P/001 | SWGR / Circuit Breaker (CB) | PWR/22KV/C/010 | CB Charging Motor Fault | PWR/22KV/R/002 | Adjust
PWR/22KV | 22kV Power Equipment | PWR/22KV/P/001 | SWGR / Circuit Breaker (CB) | PWR/22KV/C/010 | CB Charging Motor Fault | PWR/22KV/R/003 | Reset
PWR/22KV | 22kV Power Equipment | PWR/22KV/P/001 | SWGR / Circuit Breaker (CB) | PWR/22KV/C/010 | CB Charging Motor Fault | PWR/22KV/R/004 | Top Up
PWR/22KV | 22kV Power Equipment | PWR/22KV/P/001 | SWGR / Circuit Breaker (CB) | PWR/22KV/C/010 | CB Charging Motor Fault | PWR/22KV/R/005 | Check and Secure
PWR/22KV | 22kV Power Equipment | PWR/22KV/P/001 | SWGR / Circuit Breaker (CB) | PWR/22KV/C/010 | CB Charging Motor Fault | PWR/22KV/R/006 | Restart
PWR/22KV | 22kV Power Equipment | PWR/22KV/P/001 | SWGR / Circuit Breaker (CB) | PWR/22KV/C/010 | CB Charging Motor Fault | PWR/22KV/R/007 | Others
PWR/22KV | 22kV Power Equipment | PWR/22KV/P/001 | SWGR / Circuit Breaker (CB) | PWR/22KV/C/011 | Loose contacts | PWR/22KV/R/001 | Replace
PWR/22KV | 22kV Power Equipment | PWR/22KV/P/001 | SWGR / Circuit Breaker (CB) | PWR/22KV/C/011 | Loose contacts | PWR/22KV/R/002 | Adjust
PWR/22KV | 22kV Power Equipment | PWR/22KV/P/001 | SWGR / Circuit Breaker (CB) | PWR/22KV/C/011 | Loose contacts | PWR/22KV/R/003 | Reset
PWR/22KV | 22kV Power Equipment | PWR/22KV/P/001 | SWGR / Circuit Breaker (CB) | PWR/22KV/C/011 | Loose contacts | PWR/22KV/R/004 | Top Up
PWR/22KV | 22kV Power Equipment | PWR/22KV/P/001 | SWGR / Circuit Breaker (CB) | PWR/22KV/C/011 | Loose contacts | PWR/22KV/R/005 | Check and Secure
PWR/22KV | 22kV Power Equipment | PWR/22KV/P/001 | SWGR / Circuit Breaker (CB) | PWR/22KV/C/011 | Loose contacts | PWR/22KV/R/006 | Restart
PWR/22KV | 22kV Power Equipment | PWR/22KV/P/001 | SWGR / Circuit Breaker (CB) | PWR/22KV/C/011 | Loose contacts | PWR/22KV/R/007 | Others
PWR/22KV | 22kV Power Equipment | PWR/22KV/P/002 | SWGR / Overcurrent and Earth Fault Relay 50/51/51N (OCEFRL) | PWR/22KV/C/012 | Overcurrent and Earth Fault Relay Fault | PWR/22KV/R/001 | Replace
PWR/22KV | 22kV Power Equipment | PWR/22KV/P/002 | SWGR / Overcurrent and Earth Fault Relay 50/51/51N (OCEFRL) | PWR/22KV/C/012 | Overcurrent and Earth Fault Relay Fault | PWR/22KV/R/002 | Adjust
PWR/22KV | 22kV Power Equipment | PWR/22KV/P/002 | SWGR / Overcurrent and Earth Fault Relay 50/51/51N (OCEFRL) | PWR/22KV/C/012 | Overcurrent and Earth Fault Relay Fault | PWR/22KV/R/003 | Reset
PWR/22KV | 22kV Power Equipment | PWR/22KV/P/002 | SWGR / Overcurrent and Earth Fault Relay 50/51/51N (OCEFRL) | PWR/22KV/C/012 | Overcurrent and Earth Fault Relay Fault | PWR/22KV/R/004 | Top Up
PWR/22KV | 22kV Power Equipment | PWR/22KV/P/002 | SWGR / Overcurrent and Earth Fault Relay 50/51/51N (OCEFRL) | PWR/22KV/C/012 | Overcurrent and Earth Fault Relay Fault | PWR/22KV/R/005 | Check and Secure
PWR/22KV | 22kV Power Equipment | PWR/22KV/P/002 | SWGR / Overcurrent and Earth Fault Relay 50/51/51N (OCEFRL) | PWR/22KV/C/012 | Overcurrent and Earth Fault Relay Fault | PWR/22KV/R/006 | Restart
PWR/22KV | 22kV Power Equipment | PWR/22KV/P/002 | SWGR / Overcurrent and Earth Fault Relay 50/51/51N (OCEFRL) | PWR/22KV/C/012 | Overcurrent and Earth Fault Relay Fault | PWR/22KV/R/007 | Others
PWR/22KV | 22kV Power Equipment | PWR/22KV/P/002 | SWGR / Overcurrent and Earth Fault Relay 50/51/51N (OCEFRL) | PWR/22KV/C/013 | Ref542 HMI faulty | PWR/22KV/R/001 | Replace
PWR/22KV | 22kV Power Equipment | PWR/22KV/P/002 | SWGR / Overcurrent and Earth Fault Relay 50/51/51N (OCEFRL) | PWR/22KV/C/013 | Ref542 HMI faulty | PWR/22KV/R/002 | Adjust
PWR/22KV | 22kV Power Equipment | PWR/22KV/P/002 | SWGR / Overcurrent and Earth Fault Relay 50/51/51N (OCEFRL) | PWR/22KV/C/013 | Ref542 HMI faulty | PWR/22KV/R/003 | Reset
PWR/22KV | 22kV Power Equipment | PWR/22KV/P/002 | SWGR / Overcurrent and Earth Fault Relay 50/51/51N (OCEFRL) | PWR/22KV/C/013 | Ref542 HMI faulty | PWR/22KV/R/004 | Top Up
PWR/22KV | 22kV Power Equipment | PWR/22KV/P/002 | SWGR / Overcurrent and Earth Fault Relay 50/51/51N (OCEFRL) | PWR/22KV/C/013 | Ref542 HMI faulty | PWR/22KV/R/005 | Check and Secure
PWR/22KV | 22kV Power Equipment | PWR/22KV/P/002 | SWGR / Overcurrent and Earth Fault Relay 50/51/51N (OCEFRL) | PWR/22KV/C/013 | Ref542 HMI faulty | PWR/22KV/R/006 | Restart
PWR/22KV | 22kV Power Equipment | PWR/22KV/P/002 | SWGR / Overcurrent and Earth Fault Relay 50/51/51N (OCEFRL) | PWR/22KV/C/013 | Ref542 HMI faulty | PWR/22KV/R/007 | Others
PWR/22KV | 22kV Power Equipment | PWR/22KV/P/003 | SWGR / Pilot Wire Protection / Supervision Relay (PWPRL) | PWR/22KV/C/014 | Interface Module Fault | PWR/22KV/R/001 | Replace
PWR/22KV | 22kV Power Equipment | PWR/22KV/P/003 | SWGR / Pilot Wire Protection / Supervision Relay (PWPRL) | PWR/22KV/C/014 | Interface Module Fault | PWR/22KV/R/002 | Adjust
PWR/22KV | 22kV Power Equipment | PWR/22KV/P/003 | SWGR / Pilot Wire Protection / Supervision Relay (PWPRL) | PWR/22KV/C/014 | Interface Module Fault | PWR/22KV/R/003 | Reset
PWR/22KV | 22kV Power Equipment | PWR/22KV/P/003 | SWGR / Pilot Wire Protection / Supervision Relay (PWPRL) | PWR/22KV/C/014 | Interface Module Fault | PWR/22KV/R/004 | Top Up
PWR/22KV | 22kV Power Equipment | PWR/22KV/P/003 | SWGR / Pilot Wire Protection / Supervision Relay (PWPRL) | PWR/22KV/C/014 | Interface Module Fault | PWR/22KV/R/005 | Check and Secure
PWR/22KV | 22kV Power Equipment | PWR/22KV/P/003 | SWGR / Pilot Wire Protection / Supervision Relay (PWPRL) | PWR/22KV/C/014 | Interface Module Fault | PWR/22KV/R/006 | Restart
PWR/22KV | 22kV Power Equipment | PWR/22KV/P/003 | SWGR / Pilot Wire Protection / Supervision Relay (PWPRL) | PWR/22KV/C/014 | Interface Module Fault | PWR/22KV/R/007 | Others
PWR/22KV | 22kV Power Equipment | PWR/22KV/P/003 | SWGR / Pilot Wire Protection / Supervision Relay (PWPRL) | PWR/22KV/C/015 | Multiplexer Fault | PWR/22KV/R/001 | Replace
PWR/22KV | 22kV Power Equipment | PWR/22KV/P/003 | SWGR / Pilot Wire Protection / Supervision Relay (PWPRL) | PWR/22KV/C/015 | Multiplexer Fault | PWR/22KV/R/002 | Adjust
PWR/22KV | 22kV Power Equipment | PWR/22KV/P/003 | SWGR / Pilot Wire Protection / Supervision Relay (PWPRL) | PWR/22KV/C/015 | Multiplexer Fault | PWR/22KV/R/003 | Reset
PWR/22KV | 22kV Power Equipment | PWR/22KV/P/003 | SWGR / Pilot Wire Protection / Supervision Relay (PWPRL) | PWR/22KV/C/015 | Multiplexer Fault | PWR/22KV/R/004 | Top Up
PWR/22KV | 22kV Power Equipment | PWR/22KV/P/003 | SWGR / Pilot Wire Protection / Supervision Relay (PWPRL) | PWR/22KV/C/015 | Multiplexer Fault | PWR/22KV/R/005 | Check and Secure
PWR/22KV | 22kV Power Equipment | PWR/22KV/P/003 | SWGR / Pilot Wire Protection / Supervision Relay (PWPRL) | PWR/22KV/C/015 | Multiplexer Fault | PWR/22KV/R/006 | Restart
PWR/22KV | 22kV Power Equipment | PWR/22KV/P/003 | SWGR / Pilot Wire Protection / Supervision Relay (PWPRL) | PWR/22KV/C/015 | Multiplexer Fault | PWR/22KV/R/007 | Others
PWR/22KV | 22kV Power Equipment | PWR/22KV/P/003 | SWGR / Pilot Wire Protection / Supervision Relay (PWPRL) | PWR/22KV/C/016 | Fo Modem Fault | PWR/22KV/R/001 | Replace
PWR/22KV | 22kV Power Equipment | PWR/22KV/P/003 | SWGR / Pilot Wire Protection / Supervision Relay (PWPRL) | PWR/22KV/C/016 | Fo Modem Fault | PWR/22KV/R/002 | Adjust
PWR/22KV | 22kV Power Equipment | PWR/22KV/P/003 | SWGR / Pilot Wire Protection / Supervision Relay (PWPRL) | PWR/22KV/C/016 | Fo Modem Fault | PWR/22KV/R/003 | Reset
PWR/22KV | 22kV Power Equipment | PWR/22KV/P/003 | SWGR / Pilot Wire Protection / Supervision Relay (PWPRL) | PWR/22KV/C/016 | Fo Modem Fault | PWR/22KV/R/004 | Top Up
PWR/22KV | 22kV Power Equipment | PWR/22KV/P/003 | SWGR / Pilot Wire Protection / Supervision Relay (PWPRL) | PWR/22KV/C/016 | Fo Modem Fault | PWR/22KV/R/005 | Check and Secure
PWR/22KV | 22kV Power Equipment | PWR/22KV/P/003 | SWGR / Pilot Wire Protection / Supervision Relay (PWPRL) | PWR/22KV/C/016 | Fo Modem Fault | PWR/22KV/R/006 | Restart
PWR/22KV | 22kV Power Equipment | PWR/22KV/P/003 | SWGR / Pilot Wire Protection / Supervision Relay (PWPRL) | PWR/22KV/C/016 | Fo Modem Fault | PWR/22KV/R/007 | Others
PWR/22KV | 22kV Power Equipment | PWR/22KV/P/003 | SWGR / Pilot Wire Protection / Supervision Relay (PWPRL) | PWR/22KV/C/017 | DC/DC Converter Fault | PWR/22KV/R/001 | Replace
PWR/22KV | 22kV Power Equipment | PWR/22KV/P/003 | SWGR / Pilot Wire Protection / Supervision Relay (PWPRL) | PWR/22KV/C/017 | DC/DC Converter Fault | PWR/22KV/R/002 | Adjust
PWR/22KV | 22kV Power Equipment | PWR/22KV/P/003 | SWGR / Pilot Wire Protection / Supervision Relay (PWPRL) | PWR/22KV/C/017 | DC/DC Converter Fault | PWR/22KV/R/003 | Reset
PWR/22KV | 22kV Power Equipment | PWR/22KV/P/003 | SWGR / Pilot Wire Protection / Supervision Relay (PWPRL) | PWR/22KV/C/017 | DC/DC Converter Fault | PWR/22KV/R/004 | Top Up
PWR/22KV | 22kV Power Equipment | PWR/22KV/P/003 | SWGR / Pilot Wire Protection / Supervision Relay (PWPRL) | PWR/22KV/C/017 | DC/DC Converter Fault | PWR/22KV/R/005 | Check and Secure
PWR/22KV | 22kV Power Equipment | PWR/22KV/P/003 | SWGR / Pilot Wire Protection / Supervision Relay (PWPRL) | PWR/22KV/C/017 | DC/DC Converter Fault | PWR/22KV/R/006 | Restart
PWR/22KV | 22kV Power Equipment | PWR/22KV/P/003 | SWGR / Pilot Wire Protection / Supervision Relay (PWPRL) | PWR/22KV/C/017 | DC/DC Converter Fault | PWR/22KV/R/007 | Others
PWR/22KV | 22kV Power Equipment | PWR/22KV/P/004 | SWGR / Trip Circuit Supervision Relay (TCSRL) | PWR/22KV/C/018 | Trip Circuit Supervision Relay Fault | PWR/22KV/R/001 | Replace
PWR/22KV | 22kV Power Equipment | PWR/22KV/P/004 | SWGR / Trip Circuit Supervision Relay (TCSRL) | PWR/22KV/C/018 | Trip Circuit Supervision Relay Fault | PWR/22KV/R/002 | Adjust
PWR/22KV | 22kV Power Equipment | PWR/22KV/P/004 | SWGR / Trip Circuit Supervision Relay (TCSRL) | PWR/22KV/C/018 | Trip Circuit Supervision Relay Fault | PWR/22KV/R/003 | Reset
PWR/22KV | 22kV Power Equipment | PWR/22KV/P/004 | SWGR / Trip Circuit Supervision Relay (TCSRL) | PWR/22KV/C/018 | Trip Circuit Supervision Relay Fault | PWR/22KV/R/004 | Top Up
PWR/22KV | 22kV Power Equipment | PWR/22KV/P/004 | SWGR / Trip Circuit Supervision Relay (TCSRL) | PWR/22KV/C/018 | Trip Circuit Supervision Relay Fault | PWR/22KV/R/005 | Check and Secure
PWR/22KV | 22kV Power Equipment | PWR/22KV/P/004 | SWGR / Trip Circuit Supervision Relay (TCSRL) | PWR/22KV/C/018 | Trip Circuit Supervision Relay Fault | PWR/22KV/R/006 | Restart
PWR/22KV | 22kV Power Equipment | PWR/22KV/P/004 | SWGR / Trip Circuit Supervision Relay (TCSRL) | PWR/22KV/C/018 | Trip Circuit Supervision Relay Fault | PWR/22KV/R/007 | Others
PWR/22KV | 22kV Power Equipment | PWR/22KV/P/005 | SWGR / Current Transformer (CT)/Combi sensro | PWR/22KV/C/019 | Current Transformer Fault | PWR/22KV/R/001 | Replace
PWR/22KV | 22kV Power Equipment | PWR/22KV/P/005 | SWGR / Current Transformer (CT)/Combi sensro | PWR/22KV/C/019 | Current Transformer Fault | PWR/22KV/R/002 | Adjust
PWR/22KV | 22kV Power Equipment | PWR/22KV/P/005 | SWGR / Current Transformer (CT)/Combi sensro | PWR/22KV/C/019 | Current Transformer Fault | PWR/22KV/R/003 | Reset
PWR/22KV | 22kV Power Equipment | PWR/22KV/P/005 | SWGR / Current Transformer (CT)/Combi sensro | PWR/22KV/C/019 | Current Transformer Fault | PWR/22KV/R/004 | Top Up
PWR/22KV | 22kV Power Equipment | PWR/22KV/P/005 | SWGR / Current Transformer (CT)/Combi sensro | PWR/22KV/C/019 | Current Transformer Fault | PWR/22KV/R/005 | Check and Secure
PWR/22KV | 22kV Power Equipment | PWR/22KV/P/005 | SWGR / Current Transformer (CT)/Combi sensro | PWR/22KV/C/019 | Current Transformer Fault | PWR/22KV/R/006 | Restart
PWR/22KV | 22kV Power Equipment | PWR/22KV/P/005 | SWGR / Current Transformer (CT)/Combi sensro | PWR/22KV/C/019 | Current Transformer Fault | PWR/22KV/R/007 | Others
PWR/22KV | 22kV Power Equipment | PWR/22KV/P/006 | SWGR / 3-position Isolator Switch (3PS) | PWR/22KV/C/020 | 3-Position Isolator Switch Fault | PWR/22KV/R/001 | Replace
PWR/22KV | 22kV Power Equipment | PWR/22KV/P/006 | SWGR / 3-position Isolator Switch (3PS) | PWR/22KV/C/020 | 3-Position Isolator Switch Fault | PWR/22KV/R/002 | Adjust
PWR/22KV | 22kV Power Equipment | PWR/22KV/P/006 | SWGR / 3-position Isolator Switch (3PS) | PWR/22KV/C/020 | 3-Position Isolator Switch Fault | PWR/22KV/R/003 | Reset
PWR/22KV | 22kV Power Equipment | PWR/22KV/P/006 | SWGR / 3-position Isolator Switch (3PS) | PWR/22KV/C/020 | 3-Position Isolator Switch Fault | PWR/22KV/R/004 | Top Up
PWR/22KV | 22kV Power Equipment | PWR/22KV/P/006 | SWGR / 3-position Isolator Switch (3PS) | PWR/22KV/C/020 | 3-Position Isolator Switch Fault | PWR/22KV/R/005 | Check and Secure
PWR/22KV | 22kV Power Equipment | PWR/22KV/P/006 | SWGR / 3-position Isolator Switch (3PS) | PWR/22KV/C/020 | 3-Position Isolator Switch Fault | PWR/22KV/R/006 | Restart
PWR/22KV | 22kV Power Equipment | PWR/22KV/P/006 | SWGR / 3-position Isolator Switch (3PS) | PWR/22KV/C/020 | 3-Position Isolator Switch Fault | PWR/22KV/R/007 | Others
PWR/22KV | 22kV Power Equipment | PWR/22KV/P/007 | Revenue Grade Meter Panel (RGM) | PWR/22KV/C/021 | Revenue Grade Meter Panel Fault | PWR/22KV/R/001 | Replace
PWR/22KV | 22kV Power Equipment | PWR/22KV/P/007 | Revenue Grade Meter Panel (RGM) | PWR/22KV/C/021 | Revenue Grade Meter Panel Fault | PWR/22KV/R/002 | Adjust
PWR/22KV | 22kV Power Equipment | PWR/22KV/P/007 | Revenue Grade Meter Panel (RGM) | PWR/22KV/C/021 | Revenue Grade Meter Panel Fault | PWR/22KV/R/003 | Reset
PWR/22KV | 22kV Power Equipment | PWR/22KV/P/007 | Revenue Grade Meter Panel (RGM) | PWR/22KV/C/021 | Revenue Grade Meter Panel Fault | PWR/22KV/R/004 | Top Up
PWR/22KV | 22kV Power Equipment | PWR/22KV/P/007 | Revenue Grade Meter Panel (RGM) | PWR/22KV/C/021 | Revenue Grade Meter Panel Fault | PWR/22KV/R/005 | Check and Secure
PWR/22KV | 22kV Power Equipment | PWR/22KV/P/007 | Revenue Grade Meter Panel (RGM) | PWR/22KV/C/021 | Revenue Grade Meter Panel Fault | PWR/22KV/R/006 | Restart
PWR/22KV | 22kV Power Equipment | PWR/22KV/P/007 | Revenue Grade Meter Panel (RGM) | PWR/22KV/C/021 | Revenue Grade Meter Panel Fault | PWR/22KV/R/007 | Others
PWR/22KV | 22kV Power Equipment | PWR/22KV/P/008 | Interface Terminal Board (ITB) | PWR/22KV/C/022 | Cable Fault | PWR/22KV/R/001 | Replace
PWR/22KV | 22kV Power Equipment | PWR/22KV/P/008 | Interface Terminal Board (ITB) | PWR/22KV/C/022 | Cable Fault | PWR/22KV/R/002 | Adjust
PWR/22KV | 22kV Power Equipment | PWR/22KV/P/008 | Interface Terminal Board (ITB) | PWR/22KV/C/022 | Cable Fault | PWR/22KV/R/003 | Reset
PWR/22KV | 22kV Power Equipment | PWR/22KV/P/008 | Interface Terminal Board (ITB) | PWR/22KV/C/022 | Cable Fault | PWR/22KV/R/004 | Top Up
PWR/22KV | 22kV Power Equipment | PWR/22KV/P/008 | Interface Terminal Board (ITB) | PWR/22KV/C/022 | Cable Fault | PWR/22KV/R/005 | Check and Secure
PWR/22KV | 22kV Power Equipment | PWR/22KV/P/008 | Interface Terminal Board (ITB) | PWR/22KV/C/022 | Cable Fault | PWR/22KV/R/006 | Restart
PWR/22KV | 22kV Power Equipment | PWR/22KV/P/008 | Interface Terminal Board (ITB) | PWR/22KV/C/022 | Cable Fault | PWR/22KV/R/007 | Others
PWR/22KV | 22kV Power Equipment | PWR/22KV/P/009 | Service Transformer (ST) / Sudden Pressure Trip Device (SPTD) | PWR/22KV/C/023 | Sudden Pressure Trip Device Fault | PWR/22KV/R/001 | Replace
PWR/22KV | 22kV Power Equipment | PWR/22KV/P/009 | Service Transformer (ST) / Sudden Pressure Trip Device (SPTD) | PWR/22KV/C/023 | Sudden Pressure Trip Device Fault | PWR/22KV/R/002 | Adjust
PWR/22KV | 22kV Power Equipment | PWR/22KV/P/009 | Service Transformer (ST) / Sudden Pressure Trip Device (SPTD) | PWR/22KV/C/023 | Sudden Pressure Trip Device Fault | PWR/22KV/R/003 | Reset
PWR/22KV | 22kV Power Equipment | PWR/22KV/P/009 | Service Transformer (ST) / Sudden Pressure Trip Device (SPTD) | PWR/22KV/C/023 | Sudden Pressure Trip Device Fault | PWR/22KV/R/004 | Top Up
PWR/22KV | 22kV Power Equipment | PWR/22KV/P/009 | Service Transformer (ST) / Sudden Pressure Trip Device (SPTD) | PWR/22KV/C/023 | Sudden Pressure Trip Device Fault | PWR/22KV/R/005 | Check and Secure
PWR/22KV | 22kV Power Equipment | PWR/22KV/P/009 | Service Transformer (ST) / Sudden Pressure Trip Device (SPTD) | PWR/22KV/C/023 | Sudden Pressure Trip Device Fault | PWR/22KV/R/006 | Restart
PWR/22KV | 22kV Power Equipment | PWR/22KV/P/009 | Service Transformer (ST) / Sudden Pressure Trip Device (SPTD) | PWR/22KV/C/023 | Sudden Pressure Trip Device Fault | PWR/22KV/R/007 | Others
PWR/22KV | 22kV Power Equipment | PWR/22KV/P/010 | Service Transformer (ST) / Oil level Device/Pressure Guage | PWR/22KV/C/024 | Low Oil Level/Low Gas Level | PWR/22KV/R/001 | Replace
PWR/22KV | 22kV Power Equipment | PWR/22KV/P/010 | Service Transformer (ST) / Oil level Device/Pressure Guage | PWR/22KV/C/024 | Low Oil Level/Low Gas Level | PWR/22KV/R/002 | Adjust
PWR/22KV | 22kV Power Equipment | PWR/22KV/P/010 | Service Transformer (ST) / Oil level Device/Pressure Guage | PWR/22KV/C/024 | Low Oil Level/Low Gas Level | PWR/22KV/R/003 | Reset
PWR/22KV | 22kV Power Equipment | PWR/22KV/P/010 | Service Transformer (ST) / Oil level Device/Pressure Guage | PWR/22KV/C/024 | Low Oil Level/Low Gas Level | PWR/22KV/R/004 | Top Up
PWR/22KV | 22kV Power Equipment | PWR/22KV/P/010 | Service Transformer (ST) / Oil level Device/Pressure Guage | PWR/22KV/C/024 | Low Oil Level/Low Gas Level | PWR/22KV/R/005 | Check and Secure
PWR/22KV | 22kV Power Equipment | PWR/22KV/P/010 | Service Transformer (ST) / Oil level Device/Pressure Guage | PWR/22KV/C/024 | Low Oil Level/Low Gas Level | PWR/22KV/R/006 | Restart
PWR/22KV | 22kV Power Equipment | PWR/22KV/P/010 | Service Transformer (ST) / Oil level Device/Pressure Guage | PWR/22KV/C/024 | Low Oil Level/Low Gas Level | PWR/22KV/R/007 | Others
PWR/22KV | 22kV Power Equipment | PWR/22KV/P/011 | Service Transformer (ST) / Pressure Relief Device (PRD) | PWR/22KV/C/025 | Pressure Relief Device Fault | PWR/22KV/R/001 | Replace
PWR/22KV | 22kV Power Equipment | PWR/22KV/P/011 | Service Transformer (ST) / Pressure Relief Device (PRD) | PWR/22KV/C/025 | Pressure Relief Device Fault | PWR/22KV/R/002 | Adjust
PWR/22KV | 22kV Power Equipment | PWR/22KV/P/011 | Service Transformer (ST) / Pressure Relief Device (PRD) | PWR/22KV/C/025 | Pressure Relief Device Fault | PWR/22KV/R/003 | Reset
PWR/22KV | 22kV Power Equipment | PWR/22KV/P/011 | Service Transformer (ST) / Pressure Relief Device (PRD) | PWR/22KV/C/025 | Pressure Relief Device Fault | PWR/22KV/R/004 | Top Up
PWR/22KV | 22kV Power Equipment | PWR/22KV/P/011 | Service Transformer (ST) / Pressure Relief Device (PRD) | PWR/22KV/C/025 | Pressure Relief Device Fault | PWR/22KV/R/005 | Check and Secure
PWR/22KV | 22kV Power Equipment | PWR/22KV/P/011 | Service Transformer (ST) / Pressure Relief Device (PRD) | PWR/22KV/C/025 | Pressure Relief Device Fault | PWR/22KV/R/006 | Restart
PWR/22KV | 22kV Power Equipment | PWR/22KV/P/011 | Service Transformer (ST) / Pressure Relief Device (PRD) | PWR/22KV/C/025 | Pressure Relief Device Fault | PWR/22KV/R/007 | Others
PWR/22KV | 22kV Power Equipment | PWR/22KV/P/012 | 22kV Power Cable (CAB) | PWR/22KV/C/022 | Cable Fault | PWR/22KV/R/001 | Replace
PWR/22KV | 22kV Power Equipment | PWR/22KV/P/012 | 22kV Power Cable (CAB) | PWR/22KV/C/022 | Cable Fault | PWR/22KV/R/002 | Adjust
PWR/22KV | 22kV Power Equipment | PWR/22KV/P/012 | 22kV Power Cable (CAB) | PWR/22KV/C/022 | Cable Fault | PWR/22KV/R/003 | Reset
PWR/22KV | 22kV Power Equipment | PWR/22KV/P/012 | 22kV Power Cable (CAB) | PWR/22KV/C/022 | Cable Fault | PWR/22KV/R/004 | Top Up
PWR/22KV | 22kV Power Equipment | PWR/22KV/P/012 | 22kV Power Cable (CAB) | PWR/22KV/C/022 | Cable Fault | PWR/22KV/R/005 | Check and Secure
PWR/22KV | 22kV Power Equipment | PWR/22KV/P/012 | 22kV Power Cable (CAB) | PWR/22KV/C/022 | Cable Fault | PWR/22KV/R/006 | Restart
PWR/22KV | 22kV Power Equipment | PWR/22KV/P/012 | 22kV Power Cable (CAB) | PWR/22KV/C/022 | Cable Fault | PWR/22KV/R/007 | Others
PWR/INVREC | Inverter / Rectifier Equipment | PWR/INVREC/P/010 | Rectifier Transformer (RT) / Sudden Pressure Trip Device (SPTD) | PWR/INVREC/C/006 | Sudden Pressure Trip Device Fault | PWR/INVREC/R/001 | Replace
PWR/INVREC | Inverter / Rectifier Equipment | PWR/INVREC/P/010 | Rectifier Transformer (RT) / Sudden Pressure Trip Device (SPTD) | PWR/INVREC/C/006 | Sudden Pressure Trip Device Fault | PWR/INVREC/R/002 | Adjust
PWR/INVREC | Inverter / Rectifier Equipment | PWR/INVREC/P/010 | Rectifier Transformer (RT) / Sudden Pressure Trip Device (SPTD) | PWR/INVREC/C/006 | Sudden Pressure Trip Device Fault | PWR/INVREC/R/003 | Reset
PWR/INVREC | Inverter / Rectifier Equipment | PWR/INVREC/P/010 | Rectifier Transformer (RT) / Sudden Pressure Trip Device (SPTD) | PWR/INVREC/C/006 | Sudden Pressure Trip Device Fault | PWR/INVREC/R/004 | Top Up
PWR/INVREC | Inverter / Rectifier Equipment | PWR/INVREC/P/010 | Rectifier Transformer (RT) / Sudden Pressure Trip Device (SPTD) | PWR/INVREC/C/006 | Sudden Pressure Trip Device Fault | PWR/INVREC/R/005 | Check and Secure
PWR/INVREC | Inverter / Rectifier Equipment | PWR/INVREC/P/010 | Rectifier Transformer (RT) / Sudden Pressure Trip Device (SPTD) | PWR/INVREC/C/006 | Sudden Pressure Trip Device Fault | PWR/INVREC/R/006 | Restart
PWR/INVREC | Inverter / Rectifier Equipment | PWR/INVREC/P/010 | Rectifier Transformer (RT) / Sudden Pressure Trip Device (SPTD) | PWR/INVREC/C/006 | Sudden Pressure Trip Device Fault | PWR/INVREC/R/007 | Others
PWR/INVREC | Inverter / Rectifier Equipment | PWR/INVREC/P/010 | Rectifier Transformer (RT) / Sudden Pressure Trip Device (SPTD) | PWR/INVREC/C/006 | Sudden Pressure Trip Device Fault | PWR/INVREC/R/001 | Replace
PWR/INVREC | Inverter / Rectifier Equipment | PWR/INVREC/P/010 | Rectifier Transformer (RT) / Sudden Pressure Trip Device (SPTD) | PWR/INVREC/C/006 | Sudden Pressure Trip Device Fault | PWR/INVREC/R/002 | Adjust
PWR/INVREC | Inverter / Rectifier Equipment | PWR/INVREC/P/010 | Rectifier Transformer (RT) / Sudden Pressure Trip Device (SPTD) | PWR/INVREC/C/006 | Sudden Pressure Trip Device Fault | PWR/INVREC/R/003 | Reset
PWR/INVREC | Inverter / Rectifier Equipment | PWR/INVREC/P/010 | Rectifier Transformer (RT) / Sudden Pressure Trip Device (SPTD) | PWR/INVREC/C/006 | Sudden Pressure Trip Device Fault | PWR/INVREC/R/004 | Top Up
PWR/INVREC | Inverter / Rectifier Equipment | PWR/INVREC/P/010 | Rectifier Transformer (RT) / Sudden Pressure Trip Device (SPTD) | PWR/INVREC/C/006 | Sudden Pressure Trip Device Fault | PWR/INVREC/R/005 | Check and Secure
PWR/INVREC | Inverter / Rectifier Equipment | PWR/INVREC/P/010 | Rectifier Transformer (RT) / Sudden Pressure Trip Device (SPTD) | PWR/INVREC/C/006 | Sudden Pressure Trip Device Fault | PWR/INVREC/R/006 | Restart
PWR/INVREC | Inverter / Rectifier Equipment | PWR/INVREC/P/010 | Rectifier Transformer (RT) / Sudden Pressure Trip Device (SPTD) | PWR/INVREC/C/006 | Sudden Pressure Trip Device Fault | PWR/INVREC/R/007 | Others
PWR/INVREC | Inverter / Rectifier Equipment | PWR/INVREC/P/008 | Rectifier Transformer (RT) / Oil level Device | PWR/INVREC/C/003 | Low Oil Level | PWR/INVREC/R/001 | Replace
PWR/INVREC | Inverter / Rectifier Equipment | PWR/INVREC/P/008 | Rectifier Transformer (RT) / Oil level Device | PWR/INVREC/C/003 | Low Oil Level | PWR/INVREC/R/002 | Adjust
PWR/INVREC | Inverter / Rectifier Equipment | PWR/INVREC/P/008 | Rectifier Transformer (RT) / Oil level Device | PWR/INVREC/C/003 | Low Oil Level | PWR/INVREC/R/003 | Reset
PWR/INVREC | Inverter / Rectifier Equipment | PWR/INVREC/P/008 | Rectifier Transformer (RT) / Oil level Device | PWR/INVREC/C/003 | Low Oil Level | PWR/INVREC/R/004 | Top Up
PWR/INVREC | Inverter / Rectifier Equipment | PWR/INVREC/P/008 | Rectifier Transformer (RT) / Oil level Device | PWR/INVREC/C/003 | Low Oil Level | PWR/INVREC/R/005 | Check and Secure
PWR/INVREC | Inverter / Rectifier Equipment | PWR/INVREC/P/008 | Rectifier Transformer (RT) / Oil level Device | PWR/INVREC/C/003 | Low Oil Level | PWR/INVREC/R/006 | Restart
PWR/INVREC | Inverter / Rectifier Equipment | PWR/INVREC/P/008 | Rectifier Transformer (RT) / Oil level Device | PWR/INVREC/C/003 | Low Oil Level | PWR/INVREC/R/007 | Others
PWR/INVREC | Inverter / Rectifier Equipment | PWR/INVREC/P/009 | Rectifier Transformer (RT) / Pressure Relief Device (PRD) | PWR/INVREC/C/004 | Pressure Relief Device Fault | PWR/INVREC/R/001 | Replace
PWR/INVREC | Inverter / Rectifier Equipment | PWR/INVREC/P/009 | Rectifier Transformer (RT) / Pressure Relief Device (PRD) | PWR/INVREC/C/004 | Pressure Relief Device Fault | PWR/INVREC/R/002 | Adjust
PWR/INVREC | Inverter / Rectifier Equipment | PWR/INVREC/P/009 | Rectifier Transformer (RT) / Pressure Relief Device (PRD) | PWR/INVREC/C/004 | Pressure Relief Device Fault | PWR/INVREC/R/003 | Reset
PWR/INVREC | Inverter / Rectifier Equipment | PWR/INVREC/P/009 | Rectifier Transformer (RT) / Pressure Relief Device (PRD) | PWR/INVREC/C/004 | Pressure Relief Device Fault | PWR/INVREC/R/004 | Top Up
PWR/INVREC | Inverter / Rectifier Equipment | PWR/INVREC/P/009 | Rectifier Transformer (RT) / Pressure Relief Device (PRD) | PWR/INVREC/C/004 | Pressure Relief Device Fault | PWR/INVREC/R/005 | Check and Secure
PWR/INVREC | Inverter / Rectifier Equipment | PWR/INVREC/P/009 | Rectifier Transformer (RT) / Pressure Relief Device (PRD) | PWR/INVREC/C/004 | Pressure Relief Device Fault | PWR/INVREC/R/006 | Restart
PWR/INVREC | Inverter / Rectifier Equipment | PWR/INVREC/P/009 | Rectifier Transformer (RT) / Pressure Relief Device (PRD) | PWR/INVREC/C/004 | Pressure Relief Device Fault | PWR/INVREC/R/007 | Others
PWR/INVREC | Inverter / Rectifier Equipment | PWR/INVREC/P/005 | Inverter Transformer (IT) / Sudden Pressure Trip Device (SPTD) | PWR/INVREC/C/006 | Sudden Pressure Trip Device Fault | PWR/INVREC/R/001 | Replace
PWR/INVREC | Inverter / Rectifier Equipment | PWR/INVREC/P/005 | Inverter Transformer (IT) / Sudden Pressure Trip Device (SPTD) | PWR/INVREC/C/006 | Sudden Pressure Trip Device Fault | PWR/INVREC/R/002 | Adjust
PWR/INVREC | Inverter / Rectifier Equipment | PWR/INVREC/P/005 | Inverter Transformer (IT) / Sudden Pressure Trip Device (SPTD) | PWR/INVREC/C/006 | Sudden Pressure Trip Device Fault | PWR/INVREC/R/003 | Reset
PWR/INVREC | Inverter / Rectifier Equipment | PWR/INVREC/P/005 | Inverter Transformer (IT) / Sudden Pressure Trip Device (SPTD) | PWR/INVREC/C/006 | Sudden Pressure Trip Device Fault | PWR/INVREC/R/004 | Top Up
PWR/INVREC | Inverter / Rectifier Equipment | PWR/INVREC/P/005 | Inverter Transformer (IT) / Sudden Pressure Trip Device (SPTD) | PWR/INVREC/C/006 | Sudden Pressure Trip Device Fault | PWR/INVREC/R/005 | Check and Secure
PWR/INVREC | Inverter / Rectifier Equipment | PWR/INVREC/P/005 | Inverter Transformer (IT) / Sudden Pressure Trip Device (SPTD) | PWR/INVREC/C/006 | Sudden Pressure Trip Device Fault | PWR/INVREC/R/006 | Restart
PWR/INVREC | Inverter / Rectifier Equipment | PWR/INVREC/P/005 | Inverter Transformer (IT) / Sudden Pressure Trip Device (SPTD) | PWR/INVREC/C/006 | Sudden Pressure Trip Device Fault | PWR/INVREC/R/007 | Others
PWR/INVREC | Inverter / Rectifier Equipment | PWR/INVREC/P/004 | Inverter Transformer (IT) / Pressure Relief Device (PRD) | PWR/INVREC/C/004 | Pressure Relief Device Fault | PWR/INVREC/R/001 | Replace
PWR/INVREC | Inverter / Rectifier Equipment | PWR/INVREC/P/004 | Inverter Transformer (IT) / Pressure Relief Device (PRD) | PWR/INVREC/C/004 | Pressure Relief Device Fault | PWR/INVREC/R/002 | Adjust
PWR/INVREC | Inverter / Rectifier Equipment | PWR/INVREC/P/004 | Inverter Transformer (IT) / Pressure Relief Device (PRD) | PWR/INVREC/C/004 | Pressure Relief Device Fault | PWR/INVREC/R/003 | Reset
PWR/INVREC | Inverter / Rectifier Equipment | PWR/INVREC/P/004 | Inverter Transformer (IT) / Pressure Relief Device (PRD) | PWR/INVREC/C/004 | Pressure Relief Device Fault | PWR/INVREC/R/004 | Top Up
PWR/INVREC | Inverter / Rectifier Equipment | PWR/INVREC/P/004 | Inverter Transformer (IT) / Pressure Relief Device (PRD) | PWR/INVREC/C/004 | Pressure Relief Device Fault | PWR/INVREC/R/005 | Check and Secure
PWR/INVREC | Inverter / Rectifier Equipment | PWR/INVREC/P/004 | Inverter Transformer (IT) / Pressure Relief Device (PRD) | PWR/INVREC/C/004 | Pressure Relief Device Fault | PWR/INVREC/R/006 | Restart
PWR/INVREC | Inverter / Rectifier Equipment | PWR/INVREC/P/004 | Inverter Transformer (IT) / Pressure Relief Device (PRD) | PWR/INVREC/C/004 | Pressure Relief Device Fault | PWR/INVREC/R/007 | Others
PWR/DBLCON | Double Converter Equipment | PWR/DBLCON/P/008 | Double Converter Transformer (DCT) / Sudden Pressure Trip Device (SPTD) | PWR/DBLCON/C/007 | Sudden Pressure Trip Device Fault | PWR/DBLCON/R/001 | Replace
PWR/DBLCON | Double Converter Equipment | PWR/DBLCON/P/008 | Double Converter Transformer (DCT) / Sudden Pressure Trip Device (SPTD) | PWR/DBLCON/C/007 | Sudden Pressure Trip Device Fault | PWR/DBLCON/R/002 | Adjust
PWR/DBLCON | Double Converter Equipment | PWR/DBLCON/P/008 | Double Converter Transformer (DCT) / Sudden Pressure Trip Device (SPTD) | PWR/DBLCON/C/007 | Sudden Pressure Trip Device Fault | PWR/DBLCON/R/003 | Reset
PWR/DBLCON | Double Converter Equipment | PWR/DBLCON/P/008 | Double Converter Transformer (DCT) / Sudden Pressure Trip Device (SPTD) | PWR/DBLCON/C/007 | Sudden Pressure Trip Device Fault | PWR/DBLCON/R/004 | Top Up
PWR/DBLCON | Double Converter Equipment | PWR/DBLCON/P/008 | Double Converter Transformer (DCT) / Sudden Pressure Trip Device (SPTD) | PWR/DBLCON/C/007 | Sudden Pressure Trip Device Fault | PWR/DBLCON/R/005 | Check and Secure
PWR/DBLCON | Double Converter Equipment | PWR/DBLCON/P/008 | Double Converter Transformer (DCT) / Sudden Pressure Trip Device (SPTD) | PWR/DBLCON/C/007 | Sudden Pressure Trip Device Fault | PWR/DBLCON/R/006 | Restart
PWR/DBLCON | Double Converter Equipment | PWR/DBLCON/P/008 | Double Converter Transformer (DCT) / Sudden Pressure Trip Device (SPTD) | PWR/DBLCON/C/007 | Sudden Pressure Trip Device Fault | PWR/DBLCON/R/007 | Others
PWR/DBLCON | Double Converter Equipment | PWR/DBLCON/P/007 | Double Converter Transformer (DCT) / Pressure Relief Device (PRD) | PWR/DBLCON/C/006 | Pressure Relief Device Fault | PWR/DBLCON/R/001 | Replace
PWR/DBLCON | Double Converter Equipment | PWR/DBLCON/P/007 | Double Converter Transformer (DCT) / Pressure Relief Device (PRD) | PWR/DBLCON/C/006 | Pressure Relief Device Fault | PWR/DBLCON/R/002 | Adjust
PWR/DBLCON | Double Converter Equipment | PWR/DBLCON/P/007 | Double Converter Transformer (DCT) / Pressure Relief Device (PRD) | PWR/DBLCON/C/006 | Pressure Relief Device Fault | PWR/DBLCON/R/003 | Reset
PWR/DBLCON | Double Converter Equipment | PWR/DBLCON/P/007 | Double Converter Transformer (DCT) / Pressure Relief Device (PRD) | PWR/DBLCON/C/006 | Pressure Relief Device Fault | PWR/DBLCON/R/004 | Top Up
PWR/DBLCON | Double Converter Equipment | PWR/DBLCON/P/007 | Double Converter Transformer (DCT) / Pressure Relief Device (PRD) | PWR/DBLCON/C/006 | Pressure Relief Device Fault | PWR/DBLCON/R/005 | Check and Secure
PWR/DBLCON | Double Converter Equipment | PWR/DBLCON/P/007 | Double Converter Transformer (DCT) / Pressure Relief Device (PRD) | PWR/DBLCON/C/006 | Pressure Relief Device Fault | PWR/DBLCON/R/006 | Restart
PWR/DBLCON | Double Converter Equipment | PWR/DBLCON/P/007 | Double Converter Transformer (DCT) / Pressure Relief Device (PRD) | PWR/DBLCON/C/006 | Pressure Relief Device Fault | PWR/DBLCON/R/007 | Others
PWR/DCEQ | DC Equipment | PWR/DCEQ/P/007 | SWGR - Busbar Protection Relay Panel (BPRP) / Busbar Protection Relay (BPRL) | PWR/DCEQ/C/002 | Busbar Protection Relay Fault | PWR/DCEQ/R/001 | Replace
PWR/DCEQ | DC Equipment | PWR/DCEQ/P/007 | SWGR - Busbar Protection Relay Panel (BPRP) / Busbar Protection Relay (BPRL) | PWR/DCEQ/C/002 | Busbar Protection Relay Fault | PWR/DCEQ/R/002 | Adjust
PWR/DCEQ | DC Equipment | PWR/DCEQ/P/007 | SWGR - Busbar Protection Relay Panel (BPRP) / Busbar Protection Relay (BPRL) | PWR/DCEQ/C/002 | Busbar Protection Relay Fault | PWR/DCEQ/R/003 | Reset
PWR/DCEQ | DC Equipment | PWR/DCEQ/P/007 | SWGR - Busbar Protection Relay Panel (BPRP) / Busbar Protection Relay (BPRL) | PWR/DCEQ/C/002 | Busbar Protection Relay Fault | PWR/DCEQ/R/004 | Top Up
PWR/DCEQ | DC Equipment | PWR/DCEQ/P/007 | SWGR - Busbar Protection Relay Panel (BPRP) / Busbar Protection Relay (BPRL) | PWR/DCEQ/C/002 | Busbar Protection Relay Fault | PWR/DCEQ/R/005 | Check and Secure
PWR/DCEQ | DC Equipment | PWR/DCEQ/P/007 | SWGR - Busbar Protection Relay Panel (BPRP) / Busbar Protection Relay (BPRL) | PWR/DCEQ/C/002 | Busbar Protection Relay Fault | PWR/DCEQ/R/006 | Restart
PWR/DCEQ | DC Equipment | PWR/DCEQ/P/007 | SWGR - Busbar Protection Relay Panel (BPRP) / Busbar Protection Relay (BPRL) | PWR/DCEQ/C/002 | Busbar Protection Relay Fault | PWR/DCEQ/R/007 | Others
PWR/DCEQ | DC Equipment | PWR/DCEQ/P/008 | SWGR - Busbar Protection Relay Panel (BPRP) / High Impedance Box (HIB) | PWR/DCEQ/C/011 | High Impedance Box Fault | PWR/DCEQ/R/001 | Replace
PWR/DCEQ | DC Equipment | PWR/DCEQ/P/008 | SWGR - Busbar Protection Relay Panel (BPRP) / High Impedance Box (HIB) | PWR/DCEQ/C/011 | High Impedance Box Fault | PWR/DCEQ/R/002 | Adjust
PWR/DCEQ | DC Equipment | PWR/DCEQ/P/008 | SWGR - Busbar Protection Relay Panel (BPRP) / High Impedance Box (HIB) | PWR/DCEQ/C/011 | High Impedance Box Fault | PWR/DCEQ/R/003 | Reset
PWR/DCEQ | DC Equipment | PWR/DCEQ/P/008 | SWGR - Busbar Protection Relay Panel (BPRP) / High Impedance Box (HIB) | PWR/DCEQ/C/011 | High Impedance Box Fault | PWR/DCEQ/R/004 | Top Up
PWR/DCEQ | DC Equipment | PWR/DCEQ/P/008 | SWGR - Busbar Protection Relay Panel (BPRP) / High Impedance Box (HIB) | PWR/DCEQ/C/011 | High Impedance Box Fault | PWR/DCEQ/R/005 | Check and Secure
PWR/DCEQ | DC Equipment | PWR/DCEQ/P/008 | SWGR - Busbar Protection Relay Panel (BPRP) / High Impedance Box (HIB) | PWR/DCEQ/C/011 | High Impedance Box Fault | PWR/DCEQ/R/006 | Restart
PWR/DCEQ | DC Equipment | PWR/DCEQ/P/008 | SWGR - Busbar Protection Relay Panel (BPRP) / High Impedance Box (HIB) | PWR/DCEQ/C/011 | High Impedance Box Fault | PWR/DCEQ/R/007 | Others
PWR/DCEQ | DC Equipment | PWR/DCEQ/P/009 | SWGR - Busbar Protection Relay Panel (BPRP) / Shorting Relay (SR) | PWR/DCEQ/C/021 | Shorting Relay Fault | PWR/DCEQ/R/001 | Replace
PWR/DCEQ | DC Equipment | PWR/DCEQ/P/009 | SWGR - Busbar Protection Relay Panel (BPRP) / Shorting Relay (SR) | PWR/DCEQ/C/021 | Shorting Relay Fault | PWR/DCEQ/R/002 | Adjust
PWR/DCEQ | DC Equipment | PWR/DCEQ/P/009 | SWGR - Busbar Protection Relay Panel (BPRP) / Shorting Relay (SR) | PWR/DCEQ/C/021 | Shorting Relay Fault | PWR/DCEQ/R/003 | Reset
PWR/DCEQ | DC Equipment | PWR/DCEQ/P/009 | SWGR - Busbar Protection Relay Panel (BPRP) / Shorting Relay (SR) | PWR/DCEQ/C/021 | Shorting Relay Fault | PWR/DCEQ/R/004 | Top Up
PWR/DCEQ | DC Equipment | PWR/DCEQ/P/009 | SWGR - Busbar Protection Relay Panel (BPRP) / Shorting Relay (SR) | PWR/DCEQ/C/021 | Shorting Relay Fault | PWR/DCEQ/R/005 | Check and Secure
PWR/DCEQ | DC Equipment | PWR/DCEQ/P/009 | SWGR - Busbar Protection Relay Panel (BPRP) / Shorting Relay (SR) | PWR/DCEQ/C/021 | Shorting Relay Fault | PWR/DCEQ/R/006 | Restart
PWR/DCEQ | DC Equipment | PWR/DCEQ/P/009 | SWGR - Busbar Protection Relay Panel (BPRP) / Shorting Relay (SR) | PWR/DCEQ/C/021 | Shorting Relay Fault | PWR/DCEQ/R/007 | Others
PWR/DCEQ | DC Equipment | PWR/DCEQ/P/012 | SWGR (DF) / Circuit Breaker (CB) | PWR/DCEQ/C/025 | Voltage Divider Resistor Fault | PWR/DCEQ/R/001 | Replace
PWR/DCEQ | DC Equipment | PWR/DCEQ/P/012 | SWGR (DF) / Circuit Breaker (CB) | PWR/DCEQ/C/025 | Voltage Divider Resistor Fault | PWR/DCEQ/R/002 | Adjust
PWR/DCEQ | DC Equipment | PWR/DCEQ/P/012 | SWGR (DF) / Circuit Breaker (CB) | PWR/DCEQ/C/025 | Voltage Divider Resistor Fault | PWR/DCEQ/R/003 | Reset
PWR/DCEQ | DC Equipment | PWR/DCEQ/P/012 | SWGR (DF) / Circuit Breaker (CB) | PWR/DCEQ/C/025 | Voltage Divider Resistor Fault | PWR/DCEQ/R/004 | Top Up
PWR/DCEQ | DC Equipment | PWR/DCEQ/P/012 | SWGR (DF) / Circuit Breaker (CB) | PWR/DCEQ/C/025 | Voltage Divider Resistor Fault | PWR/DCEQ/R/005 | Check and Secure
PWR/DCEQ | DC Equipment | PWR/DCEQ/P/012 | SWGR (DF) / Circuit Breaker (CB) | PWR/DCEQ/C/025 | Voltage Divider Resistor Fault | PWR/DCEQ/R/006 | Restart
PWR/DCEQ | DC Equipment | PWR/DCEQ/P/012 | SWGR (DF) / Circuit Breaker (CB) | PWR/DCEQ/C/025 | Voltage Divider Resistor Fault | PWR/DCEQ/R/007 | Others
PWR/DCEQ | DC Equipment | PWR/DCEQ/P/012 | SWGR (DF) / Circuit Breaker (CB) | PWR/DCEQ/C/014 | Loose Terminal | PWR/DCEQ/R/001 | Replace
PWR/DCEQ | DC Equipment | PWR/DCEQ/P/012 | SWGR (DF) / Circuit Breaker (CB) | PWR/DCEQ/C/014 | Loose Terminal | PWR/DCEQ/R/002 | Adjust
PWR/DCEQ | DC Equipment | PWR/DCEQ/P/012 | SWGR (DF) / Circuit Breaker (CB) | PWR/DCEQ/C/014 | Loose Terminal | PWR/DCEQ/R/003 | Reset
PWR/DCEQ | DC Equipment | PWR/DCEQ/P/012 | SWGR (DF) / Circuit Breaker (CB) | PWR/DCEQ/C/014 | Loose Terminal | PWR/DCEQ/R/004 | Top Up
PWR/DCEQ | DC Equipment | PWR/DCEQ/P/012 | SWGR (DF) / Circuit Breaker (CB) | PWR/DCEQ/C/014 | Loose Terminal | PWR/DCEQ/R/005 | Check and Secure
PWR/DCEQ | DC Equipment | PWR/DCEQ/P/012 | SWGR (DF) / Circuit Breaker (CB) | PWR/DCEQ/C/014 | Loose Terminal | PWR/DCEQ/R/006 | Restart
PWR/DCEQ | DC Equipment | PWR/DCEQ/P/012 | SWGR (DF) / Circuit Breaker (CB) | PWR/DCEQ/C/014 | Loose Terminal | PWR/DCEQ/R/007 | Others
PWR/DCEQ | DC Equipment | PWR/DCEQ/P/012 | SWGR (DF) / Circuit Breaker (CB) | PWR/DCEQ/C/005 | Close/Holding Contact Fault | PWR/DCEQ/R/001 | Replace
PWR/DCEQ | DC Equipment | PWR/DCEQ/P/012 | SWGR (DF) / Circuit Breaker (CB) | PWR/DCEQ/C/005 | Close/Holding Contact Fault | PWR/DCEQ/R/002 | Adjust
PWR/DCEQ | DC Equipment | PWR/DCEQ/P/012 | SWGR (DF) / Circuit Breaker (CB) | PWR/DCEQ/C/005 | Close/Holding Contact Fault | PWR/DCEQ/R/003 | Reset
PWR/DCEQ | DC Equipment | PWR/DCEQ/P/012 | SWGR (DF) / Circuit Breaker (CB) | PWR/DCEQ/C/005 | Close/Holding Contact Fault | PWR/DCEQ/R/004 | Top Up
PWR/DCEQ | DC Equipment | PWR/DCEQ/P/012 | SWGR (DF) / Circuit Breaker (CB) | PWR/DCEQ/C/005 | Close/Holding Contact Fault | PWR/DCEQ/R/005 | Check and Secure
PWR/DCEQ | DC Equipment | PWR/DCEQ/P/012 | SWGR (DF) / Circuit Breaker (CB) | PWR/DCEQ/C/005 | Close/Holding Contact Fault | PWR/DCEQ/R/006 | Restart
PWR/DCEQ | DC Equipment | PWR/DCEQ/P/012 | SWGR (DF) / Circuit Breaker (CB) | PWR/DCEQ/C/005 | Close/Holding Contact Fault | PWR/DCEQ/R/007 | Others
PWR/DCEQ | DC Equipment | PWR/DCEQ/P/012 | SWGR (DF) / Circuit Breaker (CB) | PWR/DCEQ/C/008 | External Fault | PWR/DCEQ/R/001 | Replace
PWR/DCEQ | DC Equipment | PWR/DCEQ/P/012 | SWGR (DF) / Circuit Breaker (CB) | PWR/DCEQ/C/008 | External Fault | PWR/DCEQ/R/002 | Adjust
PWR/DCEQ | DC Equipment | PWR/DCEQ/P/012 | SWGR (DF) / Circuit Breaker (CB) | PWR/DCEQ/C/008 | External Fault | PWR/DCEQ/R/003 | Reset
PWR/DCEQ | DC Equipment | PWR/DCEQ/P/012 | SWGR (DF) / Circuit Breaker (CB) | PWR/DCEQ/C/008 | External Fault | PWR/DCEQ/R/004 | Top Up
PWR/DCEQ | DC Equipment | PWR/DCEQ/P/012 | SWGR (DF) / Circuit Breaker (CB) | PWR/DCEQ/C/008 | External Fault | PWR/DCEQ/R/005 | Check and Secure
PWR/DCEQ | DC Equipment | PWR/DCEQ/P/012 | SWGR (DF) / Circuit Breaker (CB) | PWR/DCEQ/C/008 | External Fault | PWR/DCEQ/R/006 | Restart
PWR/DCEQ | DC Equipment | PWR/DCEQ/P/012 | SWGR (DF) / Circuit Breaker (CB) | PWR/DCEQ/C/008 | External Fault | PWR/DCEQ/R/007 | Others
PWR/DCEQ | DC Equipment | PWR/DCEQ/P/012 | SWGR (DF) / Circuit Breaker (CB) | PWR/DCEQ/C/012 | Human Factor | PWR/DCEQ/R/001 | Replace
PWR/DCEQ | DC Equipment | PWR/DCEQ/P/012 | SWGR (DF) / Circuit Breaker (CB) | PWR/DCEQ/C/012 | Human Factor | PWR/DCEQ/R/002 | Adjust
PWR/DCEQ | DC Equipment | PWR/DCEQ/P/012 | SWGR (DF) / Circuit Breaker (CB) | PWR/DCEQ/C/012 | Human Factor | PWR/DCEQ/R/003 | Reset
PWR/DCEQ | DC Equipment | PWR/DCEQ/P/012 | SWGR (DF) / Circuit Breaker (CB) | PWR/DCEQ/C/012 | Human Factor | PWR/DCEQ/R/004 | Top Up
PWR/DCEQ | DC Equipment | PWR/DCEQ/P/012 | SWGR (DF) / Circuit Breaker (CB) | PWR/DCEQ/C/012 | Human Factor | PWR/DCEQ/R/005 | Check and Secure
PWR/DCEQ | DC Equipment | PWR/DCEQ/P/012 | SWGR (DF) / Circuit Breaker (CB) | PWR/DCEQ/C/012 | Human Factor | PWR/DCEQ/R/006 | Restart
PWR/DCEQ | DC Equipment | PWR/DCEQ/P/012 | SWGR (DF) / Circuit Breaker (CB) | PWR/DCEQ/C/012 | Human Factor | PWR/DCEQ/R/007 | Others
PWR/DCEQ | DC Equipment | PWR/DCEQ/P/012 | SWGR (DF) / Circuit Breaker (CB) | PWR/DCEQ/C/004 | Circuit Breaker Fault | PWR/DCEQ/R/001 | Replace
PWR/DCEQ | DC Equipment | PWR/DCEQ/P/012 | SWGR (DF) / Circuit Breaker (CB) | PWR/DCEQ/C/004 | Circuit Breaker Fault | PWR/DCEQ/R/002 | Adjust
PWR/DCEQ | DC Equipment | PWR/DCEQ/P/012 | SWGR (DF) / Circuit Breaker (CB) | PWR/DCEQ/C/004 | Circuit Breaker Fault | PWR/DCEQ/R/003 | Reset
PWR/DCEQ | DC Equipment | PWR/DCEQ/P/012 | SWGR (DF) / Circuit Breaker (CB) | PWR/DCEQ/C/004 | Circuit Breaker Fault | PWR/DCEQ/R/004 | Top Up
PWR/DCEQ | DC Equipment | PWR/DCEQ/P/012 | SWGR (DF) / Circuit Breaker (CB) | PWR/DCEQ/C/004 | Circuit Breaker Fault | PWR/DCEQ/R/005 | Check and Secure
PWR/DCEQ | DC Equipment | PWR/DCEQ/P/012 | SWGR (DF) / Circuit Breaker (CB) | PWR/DCEQ/C/004 | Circuit Breaker Fault | PWR/DCEQ/R/006 | Restart
PWR/DCEQ | DC Equipment | PWR/DCEQ/P/012 | SWGR (DF) / Circuit Breaker (CB) | PWR/DCEQ/C/004 | Circuit Breaker Fault | PWR/DCEQ/R/007 | Others
PWR/DCEQ | DC Equipment | PWR/DCEQ/P/012 | SWGR (DF) / Circuit Breaker (CB) | PWR/DCEQ/C/019 | REF542+ HMI unit faulty | PWR/DCEQ/R/001 | Replace
PWR/DCEQ | DC Equipment | PWR/DCEQ/P/012 | SWGR (DF) / Circuit Breaker (CB) | PWR/DCEQ/C/019 | REF542+ HMI unit faulty | PWR/DCEQ/R/002 | Adjust
PWR/DCEQ | DC Equipment | PWR/DCEQ/P/012 | SWGR (DF) / Circuit Breaker (CB) | PWR/DCEQ/C/019 | REF542+ HMI unit faulty | PWR/DCEQ/R/003 | Reset
PWR/DCEQ | DC Equipment | PWR/DCEQ/P/012 | SWGR (DF) / Circuit Breaker (CB) | PWR/DCEQ/C/019 | REF542+ HMI unit faulty | PWR/DCEQ/R/004 | Top Up
PWR/DCEQ | DC Equipment | PWR/DCEQ/P/012 | SWGR (DF) / Circuit Breaker (CB) | PWR/DCEQ/C/019 | REF542+ HMI unit faulty | PWR/DCEQ/R/005 | Check and Secure
PWR/DCEQ | DC Equipment | PWR/DCEQ/P/012 | SWGR (DF) / Circuit Breaker (CB) | PWR/DCEQ/C/019 | REF542+ HMI unit faulty | PWR/DCEQ/R/006 | Restart
PWR/DCEQ | DC Equipment | PWR/DCEQ/P/012 | SWGR (DF) / Circuit Breaker (CB) | PWR/DCEQ/C/019 | REF542+ HMI unit faulty | PWR/DCEQ/R/007 | Others
PWR/DCEQ | DC Equipment | PWR/DCEQ/P/012 | SWGR (DF) / Circuit Breaker (CB) | PWR/DCEQ/C/006 | Component Faulty | PWR/DCEQ/R/001 | Replace
PWR/DCEQ | DC Equipment | PWR/DCEQ/P/012 | SWGR (DF) / Circuit Breaker (CB) | PWR/DCEQ/C/006 | Component Faulty | PWR/DCEQ/R/002 | Adjust
PWR/DCEQ | DC Equipment | PWR/DCEQ/P/012 | SWGR (DF) / Circuit Breaker (CB) | PWR/DCEQ/C/006 | Component Faulty | PWR/DCEQ/R/003 | Reset
PWR/DCEQ | DC Equipment | PWR/DCEQ/P/012 | SWGR (DF) / Circuit Breaker (CB) | PWR/DCEQ/C/006 | Component Faulty | PWR/DCEQ/R/004 | Top Up
PWR/DCEQ | DC Equipment | PWR/DCEQ/P/012 | SWGR (DF) / Circuit Breaker (CB) | PWR/DCEQ/C/006 | Component Faulty | PWR/DCEQ/R/005 | Check and Secure
PWR/DCEQ | DC Equipment | PWR/DCEQ/P/012 | SWGR (DF) / Circuit Breaker (CB) | PWR/DCEQ/C/006 | Component Faulty | PWR/DCEQ/R/006 | Restart
PWR/DCEQ | DC Equipment | PWR/DCEQ/P/012 | SWGR (DF) / Circuit Breaker (CB) | PWR/DCEQ/C/006 | Component Faulty | PWR/DCEQ/R/007 | Others
PWR/DCEQ | DC Equipment | PWR/DCEQ/P/013 | SWGR (DF) / Protection Relay (PRL) | PWR/DCEQ/C/020 | Sepcos Relay Fault | PWR/DCEQ/R/001 | Replace
PWR/DCEQ | DC Equipment | PWR/DCEQ/P/013 | SWGR (DF) / Protection Relay (PRL) | PWR/DCEQ/C/020 | Sepcos Relay Fault | PWR/DCEQ/R/002 | Adjust
PWR/DCEQ | DC Equipment | PWR/DCEQ/P/013 | SWGR (DF) / Protection Relay (PRL) | PWR/DCEQ/C/020 | Sepcos Relay Fault | PWR/DCEQ/R/003 | Reset
PWR/DCEQ | DC Equipment | PWR/DCEQ/P/013 | SWGR (DF) / Protection Relay (PRL) | PWR/DCEQ/C/020 | Sepcos Relay Fault | PWR/DCEQ/R/004 | Top Up
PWR/DCEQ | DC Equipment | PWR/DCEQ/P/013 | SWGR (DF) / Protection Relay (PRL) | PWR/DCEQ/C/020 | Sepcos Relay Fault | PWR/DCEQ/R/005 | Check and Secure
PWR/DCEQ | DC Equipment | PWR/DCEQ/P/013 | SWGR (DF) / Protection Relay (PRL) | PWR/DCEQ/C/020 | Sepcos Relay Fault | PWR/DCEQ/R/006 | Restart
PWR/DCEQ | DC Equipment | PWR/DCEQ/P/013 | SWGR (DF) / Protection Relay (PRL) | PWR/DCEQ/C/020 | Sepcos Relay Fault | PWR/DCEQ/R/007 | Others
PWR/DCEQ | DC Equipment | PWR/DCEQ/P/013 | SWGR (DF) / Protection Relay (PRL) | PWR/DCEQ/C/010 | Hall Effect Sensor Fault | PWR/DCEQ/R/001 | Replace
PWR/DCEQ | DC Equipment | PWR/DCEQ/P/013 | SWGR (DF) / Protection Relay (PRL) | PWR/DCEQ/C/010 | Hall Effect Sensor Fault | PWR/DCEQ/R/002 | Adjust
PWR/DCEQ | DC Equipment | PWR/DCEQ/P/013 | SWGR (DF) / Protection Relay (PRL) | PWR/DCEQ/C/010 | Hall Effect Sensor Fault | PWR/DCEQ/R/003 | Reset
PWR/DCEQ | DC Equipment | PWR/DCEQ/P/013 | SWGR (DF) / Protection Relay (PRL) | PWR/DCEQ/C/010 | Hall Effect Sensor Fault | PWR/DCEQ/R/004 | Top Up
PWR/DCEQ | DC Equipment | PWR/DCEQ/P/013 | SWGR (DF) / Protection Relay (PRL) | PWR/DCEQ/C/010 | Hall Effect Sensor Fault | PWR/DCEQ/R/005 | Check and Secure
PWR/DCEQ | DC Equipment | PWR/DCEQ/P/013 | SWGR (DF) / Protection Relay (PRL) | PWR/DCEQ/C/010 | Hall Effect Sensor Fault | PWR/DCEQ/R/006 | Restart
PWR/DCEQ | DC Equipment | PWR/DCEQ/P/013 | SWGR (DF) / Protection Relay (PRL) | PWR/DCEQ/C/010 | Hall Effect Sensor Fault | PWR/DCEQ/R/007 | Others
PWR/DCEQ | DC Equipment | PWR/DCEQ/P/025 | SWGR (DF) / Voltage Transducer (VTD) | PWR/DCEQ/C/003 | Busbar Undervoltage | PWR/DCEQ/R/001 | Replace
PWR/DCEQ | DC Equipment | PWR/DCEQ/P/025 | SWGR (DF) / Voltage Transducer (VTD) | PWR/DCEQ/C/003 | Busbar Undervoltage | PWR/DCEQ/R/002 | Adjust
PWR/DCEQ | DC Equipment | PWR/DCEQ/P/025 | SWGR (DF) / Voltage Transducer (VTD) | PWR/DCEQ/C/003 | Busbar Undervoltage | PWR/DCEQ/R/003 | Reset
PWR/DCEQ | DC Equipment | PWR/DCEQ/P/025 | SWGR (DF) / Voltage Transducer (VTD) | PWR/DCEQ/C/003 | Busbar Undervoltage | PWR/DCEQ/R/004 | Top Up
PWR/DCEQ | DC Equipment | PWR/DCEQ/P/025 | SWGR (DF) / Voltage Transducer (VTD) | PWR/DCEQ/C/003 | Busbar Undervoltage | PWR/DCEQ/R/005 | Check and Secure
PWR/DCEQ | DC Equipment | PWR/DCEQ/P/025 | SWGR (DF) / Voltage Transducer (VTD) | PWR/DCEQ/C/003 | Busbar Undervoltage | PWR/DCEQ/R/006 | Restart
PWR/DCEQ | DC Equipment | PWR/DCEQ/P/025 | SWGR (DF) / Voltage Transducer (VTD) | PWR/DCEQ/C/003 | Busbar Undervoltage | PWR/DCEQ/R/007 | Others
PWR/DCEQ | DC Equipment | PWR/DCEQ/P/014 | SWGR (DG) / Circuit Breaker (CB) | PWR/DCEQ/C/025 | Voltage Divider Resistor Fault | PWR/DCEQ/R/001 | Replace
PWR/DCEQ | DC Equipment | PWR/DCEQ/P/014 | SWGR (DG) / Circuit Breaker (CB) | PWR/DCEQ/C/025 | Voltage Divider Resistor Fault | PWR/DCEQ/R/002 | Adjust
PWR/DCEQ | DC Equipment | PWR/DCEQ/P/014 | SWGR (DG) / Circuit Breaker (CB) | PWR/DCEQ/C/025 | Voltage Divider Resistor Fault | PWR/DCEQ/R/003 | Reset
PWR/DCEQ | DC Equipment | PWR/DCEQ/P/014 | SWGR (DG) / Circuit Breaker (CB) | PWR/DCEQ/C/025 | Voltage Divider Resistor Fault | PWR/DCEQ/R/004 | Top Up
PWR/DCEQ | DC Equipment | PWR/DCEQ/P/014 | SWGR (DG) / Circuit Breaker (CB) | PWR/DCEQ/C/025 | Voltage Divider Resistor Fault | PWR/DCEQ/R/005 | Check and Secure
PWR/DCEQ | DC Equipment | PWR/DCEQ/P/014 | SWGR (DG) / Circuit Breaker (CB) | PWR/DCEQ/C/025 | Voltage Divider Resistor Fault | PWR/DCEQ/R/006 | Restart
PWR/DCEQ | DC Equipment | PWR/DCEQ/P/014 | SWGR (DG) / Circuit Breaker (CB) | PWR/DCEQ/C/025 | Voltage Divider Resistor Fault | PWR/DCEQ/R/007 | Others
PWR/DCEQ | DC Equipment | PWR/DCEQ/P/014 | SWGR (DG) / Circuit Breaker (CB) | PWR/DCEQ/C/014 | Loose Terminal | PWR/DCEQ/R/001 | Replace
PWR/DCEQ | DC Equipment | PWR/DCEQ/P/014 | SWGR (DG) / Circuit Breaker (CB) | PWR/DCEQ/C/014 | Loose Terminal | PWR/DCEQ/R/002 | Adjust
PWR/DCEQ | DC Equipment | PWR/DCEQ/P/014 | SWGR (DG) / Circuit Breaker (CB) | PWR/DCEQ/C/014 | Loose Terminal | PWR/DCEQ/R/003 | Reset
PWR/DCEQ | DC Equipment | PWR/DCEQ/P/014 | SWGR (DG) / Circuit Breaker (CB) | PWR/DCEQ/C/014 | Loose Terminal | PWR/DCEQ/R/004 | Top Up
PWR/DCEQ | DC Equipment | PWR/DCEQ/P/014 | SWGR (DG) / Circuit Breaker (CB) | PWR/DCEQ/C/014 | Loose Terminal | PWR/DCEQ/R/005 | Check and Secure
PWR/DCEQ | DC Equipment | PWR/DCEQ/P/014 | SWGR (DG) / Circuit Breaker (CB) | PWR/DCEQ/C/014 | Loose Terminal | PWR/DCEQ/R/006 | Restart
PWR/DCEQ | DC Equipment | PWR/DCEQ/P/014 | SWGR (DG) / Circuit Breaker (CB) | PWR/DCEQ/C/014 | Loose Terminal | PWR/DCEQ/R/007 | Others
PWR/DCEQ | DC Equipment | PWR/DCEQ/P/014 | SWGR (DG) / Circuit Breaker (CB) | PWR/DCEQ/C/005 | Close/Holding Contact Fault | PWR/DCEQ/R/001 | Replace
PWR/DCEQ | DC Equipment | PWR/DCEQ/P/014 | SWGR (DG) / Circuit Breaker (CB) | PWR/DCEQ/C/005 | Close/Holding Contact Fault | PWR/DCEQ/R/002 | Adjust
PWR/DCEQ | DC Equipment | PWR/DCEQ/P/014 | SWGR (DG) / Circuit Breaker (CB) | PWR/DCEQ/C/005 | Close/Holding Contact Fault | PWR/DCEQ/R/003 | Reset
PWR/DCEQ | DC Equipment | PWR/DCEQ/P/014 | SWGR (DG) / Circuit Breaker (CB) | PWR/DCEQ/C/005 | Close/Holding Contact Fault | PWR/DCEQ/R/004 | Top Up
PWR/DCEQ | DC Equipment | PWR/DCEQ/P/014 | SWGR (DG) / Circuit Breaker (CB) | PWR/DCEQ/C/005 | Close/Holding Contact Fault | PWR/DCEQ/R/005 | Check and Secure
PWR/DCEQ | DC Equipment | PWR/DCEQ/P/014 | SWGR (DG) / Circuit Breaker (CB) | PWR/DCEQ/C/005 | Close/Holding Contact Fault | PWR/DCEQ/R/006 | Restart
PWR/DCEQ | DC Equipment | PWR/DCEQ/P/014 | SWGR (DG) / Circuit Breaker (CB) | PWR/DCEQ/C/005 | Close/Holding Contact Fault | PWR/DCEQ/R/007 | Others
PWR/DCEQ | DC Equipment | PWR/DCEQ/P/014 | SWGR (DG) / Circuit Breaker (CB) | PWR/DCEQ/C/008 | External Fault | PWR/DCEQ/R/001 | Replace
PWR/DCEQ | DC Equipment | PWR/DCEQ/P/014 | SWGR (DG) / Circuit Breaker (CB) | PWR/DCEQ/C/008 | External Fault | PWR/DCEQ/R/002 | Adjust
PWR/DCEQ | DC Equipment | PWR/DCEQ/P/014 | SWGR (DG) / Circuit Breaker (CB) | PWR/DCEQ/C/008 | External Fault | PWR/DCEQ/R/003 | Reset
PWR/DCEQ | DC Equipment | PWR/DCEQ/P/014 | SWGR (DG) / Circuit Breaker (CB) | PWR/DCEQ/C/008 | External Fault | PWR/DCEQ/R/004 | Top Up
PWR/DCEQ | DC Equipment | PWR/DCEQ/P/014 | SWGR (DG) / Circuit Breaker (CB) | PWR/DCEQ/C/008 | External Fault | PWR/DCEQ/R/005 | Check and Secure
PWR/DCEQ | DC Equipment | PWR/DCEQ/P/014 | SWGR (DG) / Circuit Breaker (CB) | PWR/DCEQ/C/008 | External Fault | PWR/DCEQ/R/006 | Restart
PWR/DCEQ | DC Equipment | PWR/DCEQ/P/014 | SWGR (DG) / Circuit Breaker (CB) | PWR/DCEQ/C/008 | External Fault | PWR/DCEQ/R/007 | Others
PWR/DCEQ | DC Equipment | PWR/DCEQ/P/014 | SWGR (DG) / Circuit Breaker (CB) | PWR/DCEQ/C/012 | Human Factor | PWR/DCEQ/R/001 | Replace
PWR/DCEQ | DC Equipment | PWR/DCEQ/P/014 | SWGR (DG) / Circuit Breaker (CB) | PWR/DCEQ/C/012 | Human Factor | PWR/DCEQ/R/002 | Adjust
PWR/DCEQ | DC Equipment | PWR/DCEQ/P/014 | SWGR (DG) / Circuit Breaker (CB) | PWR/DCEQ/C/012 | Human Factor | PWR/DCEQ/R/003 | Reset
PWR/DCEQ | DC Equipment | PWR/DCEQ/P/014 | SWGR (DG) / Circuit Breaker (CB) | PWR/DCEQ/C/012 | Human Factor | PWR/DCEQ/R/004 | Top Up
PWR/DCEQ | DC Equipment | PWR/DCEQ/P/014 | SWGR (DG) / Circuit Breaker (CB) | PWR/DCEQ/C/012 | Human Factor | PWR/DCEQ/R/005 | Check and Secure
PWR/DCEQ | DC Equipment | PWR/DCEQ/P/014 | SWGR (DG) / Circuit Breaker (CB) | PWR/DCEQ/C/012 | Human Factor | PWR/DCEQ/R/006 | Restart
PWR/DCEQ | DC Equipment | PWR/DCEQ/P/014 | SWGR (DG) / Circuit Breaker (CB) | PWR/DCEQ/C/012 | Human Factor | PWR/DCEQ/R/007 | Others
PWR/DCEQ | DC Equipment | PWR/DCEQ/P/014 | SWGR (DG) / Circuit Breaker (CB) | PWR/DCEQ/C/004 | Circuit Breaker Fault | PWR/DCEQ/R/001 | Replace
PWR/DCEQ | DC Equipment | PWR/DCEQ/P/014 | SWGR (DG) / Circuit Breaker (CB) | PWR/DCEQ/C/004 | Circuit Breaker Fault | PWR/DCEQ/R/002 | Adjust
PWR/DCEQ | DC Equipment | PWR/DCEQ/P/014 | SWGR (DG) / Circuit Breaker (CB) | PWR/DCEQ/C/004 | Circuit Breaker Fault | PWR/DCEQ/R/003 | Reset
PWR/DCEQ | DC Equipment | PWR/DCEQ/P/014 | SWGR (DG) / Circuit Breaker (CB) | PWR/DCEQ/C/004 | Circuit Breaker Fault | PWR/DCEQ/R/004 | Top Up
PWR/DCEQ | DC Equipment | PWR/DCEQ/P/014 | SWGR (DG) / Circuit Breaker (CB) | PWR/DCEQ/C/004 | Circuit Breaker Fault | PWR/DCEQ/R/005 | Check and Secure
PWR/DCEQ | DC Equipment | PWR/DCEQ/P/014 | SWGR (DG) / Circuit Breaker (CB) | PWR/DCEQ/C/004 | Circuit Breaker Fault | PWR/DCEQ/R/006 | Restart
PWR/DCEQ | DC Equipment | PWR/DCEQ/P/014 | SWGR (DG) / Circuit Breaker (CB) | PWR/DCEQ/C/004 | Circuit Breaker Fault | PWR/DCEQ/R/007 | Others
PWR/DCEQ | DC Equipment | PWR/DCEQ/P/015 | SWGR (DG) / Protection Relay (PRL) | PWR/DCEQ/C/020 | Sepcos Relay Fault | PWR/DCEQ/R/001 | Replace
PWR/DCEQ | DC Equipment | PWR/DCEQ/P/015 | SWGR (DG) / Protection Relay (PRL) | PWR/DCEQ/C/020 | Sepcos Relay Fault | PWR/DCEQ/R/002 | Adjust
PWR/DCEQ | DC Equipment | PWR/DCEQ/P/015 | SWGR (DG) / Protection Relay (PRL) | PWR/DCEQ/C/020 | Sepcos Relay Fault | PWR/DCEQ/R/003 | Reset
PWR/DCEQ | DC Equipment | PWR/DCEQ/P/015 | SWGR (DG) / Protection Relay (PRL) | PWR/DCEQ/C/020 | Sepcos Relay Fault | PWR/DCEQ/R/004 | Top Up
PWR/DCEQ | DC Equipment | PWR/DCEQ/P/015 | SWGR (DG) / Protection Relay (PRL) | PWR/DCEQ/C/020 | Sepcos Relay Fault | PWR/DCEQ/R/005 | Check and Secure
PWR/DCEQ | DC Equipment | PWR/DCEQ/P/015 | SWGR (DG) / Protection Relay (PRL) | PWR/DCEQ/C/020 | Sepcos Relay Fault | PWR/DCEQ/R/006 | Restart
PWR/DCEQ | DC Equipment | PWR/DCEQ/P/015 | SWGR (DG) / Protection Relay (PRL) | PWR/DCEQ/C/020 | Sepcos Relay Fault | PWR/DCEQ/R/007 | Others
PWR/DCEQ | DC Equipment | PWR/DCEQ/P/015 | SWGR (DG) / Protection Relay (PRL) | PWR/DCEQ/C/010 | Hall Effect Sensor Fault | PWR/DCEQ/R/001 | Replace
PWR/DCEQ | DC Equipment | PWR/DCEQ/P/015 | SWGR (DG) / Protection Relay (PRL) | PWR/DCEQ/C/010 | Hall Effect Sensor Fault | PWR/DCEQ/R/002 | Adjust
PWR/DCEQ | DC Equipment | PWR/DCEQ/P/015 | SWGR (DG) / Protection Relay (PRL) | PWR/DCEQ/C/010 | Hall Effect Sensor Fault | PWR/DCEQ/R/003 | Reset
PWR/DCEQ | DC Equipment | PWR/DCEQ/P/015 | SWGR (DG) / Protection Relay (PRL) | PWR/DCEQ/C/010 | Hall Effect Sensor Fault | PWR/DCEQ/R/004 | Top Up
PWR/DCEQ | DC Equipment | PWR/DCEQ/P/015 | SWGR (DG) / Protection Relay (PRL) | PWR/DCEQ/C/010 | Hall Effect Sensor Fault | PWR/DCEQ/R/005 | Check and Secure
PWR/DCEQ | DC Equipment | PWR/DCEQ/P/015 | SWGR (DG) / Protection Relay (PRL) | PWR/DCEQ/C/010 | Hall Effect Sensor Fault | PWR/DCEQ/R/006 | Restart
PWR/DCEQ | DC Equipment | PWR/DCEQ/P/015 | SWGR (DG) / Protection Relay (PRL) | PWR/DCEQ/C/010 | Hall Effect Sensor Fault | PWR/DCEQ/R/007 | Others
PWR/DCEQ | DC Equipment | PWR/DCEQ/P/016 | SWGR (DG) / Voltage Transducer (VTD) | PWR/DCEQ/C/003 | Busbar Undervoltage | PWR/DCEQ/R/001 | Replace
PWR/DCEQ | DC Equipment | PWR/DCEQ/P/016 | SWGR (DG) / Voltage Transducer (VTD) | PWR/DCEQ/C/003 | Busbar Undervoltage | PWR/DCEQ/R/002 | Adjust
PWR/DCEQ | DC Equipment | PWR/DCEQ/P/016 | SWGR (DG) / Voltage Transducer (VTD) | PWR/DCEQ/C/003 | Busbar Undervoltage | PWR/DCEQ/R/003 | Reset
PWR/DCEQ | DC Equipment | PWR/DCEQ/P/016 | SWGR (DG) / Voltage Transducer (VTD) | PWR/DCEQ/C/003 | Busbar Undervoltage | PWR/DCEQ/R/004 | Top Up
PWR/DCEQ | DC Equipment | PWR/DCEQ/P/016 | SWGR (DG) / Voltage Transducer (VTD) | PWR/DCEQ/C/003 | Busbar Undervoltage | PWR/DCEQ/R/005 | Check and Secure
PWR/DCEQ | DC Equipment | PWR/DCEQ/P/016 | SWGR (DG) / Voltage Transducer (VTD) | PWR/DCEQ/C/003 | Busbar Undervoltage | PWR/DCEQ/R/006 | Restart
PWR/DCEQ | DC Equipment | PWR/DCEQ/P/016 | SWGR (DG) / Voltage Transducer (VTD) | PWR/DCEQ/C/003 | Busbar Undervoltage | PWR/DCEQ/R/007 | Others
PWR/DCEQ | DC Equipment | PWR/DCEQ/P/017 | SWGR (DT) / Circuit Breaker (CB) | PWR/DCEQ/C/025 | Voltage Divider Resistor Fault | PWR/DCEQ/R/001 | Replace
PWR/DCEQ | DC Equipment | PWR/DCEQ/P/017 | SWGR (DT) / Circuit Breaker (CB) | PWR/DCEQ/C/025 | Voltage Divider Resistor Fault | PWR/DCEQ/R/002 | Adjust
PWR/DCEQ | DC Equipment | PWR/DCEQ/P/017 | SWGR (DT) / Circuit Breaker (CB) | PWR/DCEQ/C/025 | Voltage Divider Resistor Fault | PWR/DCEQ/R/003 | Reset
PWR/DCEQ | DC Equipment | PWR/DCEQ/P/017 | SWGR (DT) / Circuit Breaker (CB) | PWR/DCEQ/C/025 | Voltage Divider Resistor Fault | PWR/DCEQ/R/004 | Top Up
PWR/DCEQ | DC Equipment | PWR/DCEQ/P/017 | SWGR (DT) / Circuit Breaker (CB) | PWR/DCEQ/C/025 | Voltage Divider Resistor Fault | PWR/DCEQ/R/005 | Check and Secure
PWR/DCEQ | DC Equipment | PWR/DCEQ/P/017 | SWGR (DT) / Circuit Breaker (CB) | PWR/DCEQ/C/025 | Voltage Divider Resistor Fault | PWR/DCEQ/R/006 | Restart
PWR/DCEQ | DC Equipment | PWR/DCEQ/P/017 | SWGR (DT) / Circuit Breaker (CB) | PWR/DCEQ/C/025 | Voltage Divider Resistor Fault | PWR/DCEQ/R/007 | Others
PWR/DCEQ | DC Equipment | PWR/DCEQ/P/017 | SWGR (DT) / Circuit Breaker (CB) | PWR/DCEQ/C/014 | Loose Terminal | PWR/DCEQ/R/001 | Replace
PWR/DCEQ | DC Equipment | PWR/DCEQ/P/017 | SWGR (DT) / Circuit Breaker (CB) | PWR/DCEQ/C/014 | Loose Terminal | PWR/DCEQ/R/002 | Adjust
PWR/DCEQ | DC Equipment | PWR/DCEQ/P/017 | SWGR (DT) / Circuit Breaker (CB) | PWR/DCEQ/C/014 | Loose Terminal | PWR/DCEQ/R/003 | Reset
PWR/DCEQ | DC Equipment | PWR/DCEQ/P/017 | SWGR (DT) / Circuit Breaker (CB) | PWR/DCEQ/C/014 | Loose Terminal | PWR/DCEQ/R/004 | Top Up
PWR/DCEQ | DC Equipment | PWR/DCEQ/P/017 | SWGR (DT) / Circuit Breaker (CB) | PWR/DCEQ/C/014 | Loose Terminal | PWR/DCEQ/R/005 | Check and Secure
PWR/DCEQ | DC Equipment | PWR/DCEQ/P/017 | SWGR (DT) / Circuit Breaker (CB) | PWR/DCEQ/C/014 | Loose Terminal | PWR/DCEQ/R/006 | Restart
PWR/DCEQ | DC Equipment | PWR/DCEQ/P/017 | SWGR (DT) / Circuit Breaker (CB) | PWR/DCEQ/C/014 | Loose Terminal | PWR/DCEQ/R/007 | Others
PWR/DCEQ | DC Equipment | PWR/DCEQ/P/017 | SWGR (DT) / Circuit Breaker (CB) | PWR/DCEQ/C/005 | Close/Holding Contact Fault | PWR/DCEQ/R/001 | Replace
PWR/DCEQ | DC Equipment | PWR/DCEQ/P/017 | SWGR (DT) / Circuit Breaker (CB) | PWR/DCEQ/C/005 | Close/Holding Contact Fault | PWR/DCEQ/R/002 | Adjust
PWR/DCEQ | DC Equipment | PWR/DCEQ/P/017 | SWGR (DT) / Circuit Breaker (CB) | PWR/DCEQ/C/005 | Close/Holding Contact Fault | PWR/DCEQ/R/003 | Reset
PWR/DCEQ | DC Equipment | PWR/DCEQ/P/017 | SWGR (DT) / Circuit Breaker (CB) | PWR/DCEQ/C/005 | Close/Holding Contact Fault | PWR/DCEQ/R/004 | Top Up
PWR/DCEQ | DC Equipment | PWR/DCEQ/P/017 | SWGR (DT) / Circuit Breaker (CB) | PWR/DCEQ/C/005 | Close/Holding Contact Fault | PWR/DCEQ/R/005 | Check and Secure
PWR/DCEQ | DC Equipment | PWR/DCEQ/P/017 | SWGR (DT) / Circuit Breaker (CB) | PWR/DCEQ/C/005 | Close/Holding Contact Fault | PWR/DCEQ/R/006 | Restart
PWR/DCEQ | DC Equipment | PWR/DCEQ/P/017 | SWGR (DT) / Circuit Breaker (CB) | PWR/DCEQ/C/005 | Close/Holding Contact Fault | PWR/DCEQ/R/007 | Others
PWR/DCEQ | DC Equipment | PWR/DCEQ/P/017 | SWGR (DT) / Circuit Breaker (CB) | PWR/DCEQ/C/008 | External Fault | PWR/DCEQ/R/001 | Replace
PWR/DCEQ | DC Equipment | PWR/DCEQ/P/017 | SWGR (DT) / Circuit Breaker (CB) | PWR/DCEQ/C/008 | External Fault | PWR/DCEQ/R/002 | Adjust
PWR/DCEQ | DC Equipment | PWR/DCEQ/P/017 | SWGR (DT) / Circuit Breaker (CB) | PWR/DCEQ/C/008 | External Fault | PWR/DCEQ/R/003 | Reset
PWR/DCEQ | DC Equipment | PWR/DCEQ/P/017 | SWGR (DT) / Circuit Breaker (CB) | PWR/DCEQ/C/008 | External Fault | PWR/DCEQ/R/004 | Top Up
PWR/DCEQ | DC Equipment | PWR/DCEQ/P/017 | SWGR (DT) / Circuit Breaker (CB) | PWR/DCEQ/C/008 | External Fault | PWR/DCEQ/R/005 | Check and Secure
PWR/DCEQ | DC Equipment | PWR/DCEQ/P/017 | SWGR (DT) / Circuit Breaker (CB) | PWR/DCEQ/C/008 | External Fault | PWR/DCEQ/R/006 | Restart
PWR/DCEQ | DC Equipment | PWR/DCEQ/P/017 | SWGR (DT) / Circuit Breaker (CB) | PWR/DCEQ/C/008 | External Fault | PWR/DCEQ/R/007 | Others
PWR/DCEQ | DC Equipment | PWR/DCEQ/P/017 | SWGR (DT) / Circuit Breaker (CB) | PWR/DCEQ/C/012 | Human Factor | PWR/DCEQ/R/001 | Replace
PWR/DCEQ | DC Equipment | PWR/DCEQ/P/017 | SWGR (DT) / Circuit Breaker (CB) | PWR/DCEQ/C/012 | Human Factor | PWR/DCEQ/R/002 | Adjust
PWR/DCEQ | DC Equipment | PWR/DCEQ/P/017 | SWGR (DT) / Circuit Breaker (CB) | PWR/DCEQ/C/012 | Human Factor | PWR/DCEQ/R/003 | Reset
PWR/DCEQ | DC Equipment | PWR/DCEQ/P/017 | SWGR (DT) / Circuit Breaker (CB) | PWR/DCEQ/C/012 | Human Factor | PWR/DCEQ/R/004 | Top Up
PWR/DCEQ | DC Equipment | PWR/DCEQ/P/017 | SWGR (DT) / Circuit Breaker (CB) | PWR/DCEQ/C/012 | Human Factor | PWR/DCEQ/R/005 | Check and Secure
PWR/DCEQ | DC Equipment | PWR/DCEQ/P/017 | SWGR (DT) / Circuit Breaker (CB) | PWR/DCEQ/C/012 | Human Factor | PWR/DCEQ/R/006 | Restart
PWR/DCEQ | DC Equipment | PWR/DCEQ/P/017 | SWGR (DT) / Circuit Breaker (CB) | PWR/DCEQ/C/012 | Human Factor | PWR/DCEQ/R/007 | Others
PWR/DCEQ | DC Equipment | PWR/DCEQ/P/017 | SWGR (DT) / Circuit Breaker (CB) | PWR/DCEQ/C/004 | Circuit Breaker Fault | PWR/DCEQ/R/001 | Replace
PWR/DCEQ | DC Equipment | PWR/DCEQ/P/017 | SWGR (DT) / Circuit Breaker (CB) | PWR/DCEQ/C/004 | Circuit Breaker Fault | PWR/DCEQ/R/002 | Adjust
PWR/DCEQ | DC Equipment | PWR/DCEQ/P/017 | SWGR (DT) / Circuit Breaker (CB) | PWR/DCEQ/C/004 | Circuit Breaker Fault | PWR/DCEQ/R/003 | Reset
PWR/DCEQ | DC Equipment | PWR/DCEQ/P/017 | SWGR (DT) / Circuit Breaker (CB) | PWR/DCEQ/C/004 | Circuit Breaker Fault | PWR/DCEQ/R/004 | Top Up
PWR/DCEQ | DC Equipment | PWR/DCEQ/P/017 | SWGR (DT) / Circuit Breaker (CB) | PWR/DCEQ/C/004 | Circuit Breaker Fault | PWR/DCEQ/R/005 | Check and Secure
PWR/DCEQ | DC Equipment | PWR/DCEQ/P/017 | SWGR (DT) / Circuit Breaker (CB) | PWR/DCEQ/C/004 | Circuit Breaker Fault | PWR/DCEQ/R/006 | Restart
PWR/DCEQ | DC Equipment | PWR/DCEQ/P/017 | SWGR (DT) / Circuit Breaker (CB) | PWR/DCEQ/C/004 | Circuit Breaker Fault | PWR/DCEQ/R/007 | Others
PWR/DCEQ | DC Equipment | PWR/DCEQ/P/018 | SWGR (DT) / Protection Relay (PRL) | PWR/DCEQ/C/020 | Sepcos Relay Fault | PWR/DCEQ/R/001 | Replace
PWR/DCEQ | DC Equipment | PWR/DCEQ/P/018 | SWGR (DT) / Protection Relay (PRL) | PWR/DCEQ/C/020 | Sepcos Relay Fault | PWR/DCEQ/R/002 | Adjust
PWR/DCEQ | DC Equipment | PWR/DCEQ/P/018 | SWGR (DT) / Protection Relay (PRL) | PWR/DCEQ/C/020 | Sepcos Relay Fault | PWR/DCEQ/R/003 | Reset
PWR/DCEQ | DC Equipment | PWR/DCEQ/P/018 | SWGR (DT) / Protection Relay (PRL) | PWR/DCEQ/C/020 | Sepcos Relay Fault | PWR/DCEQ/R/004 | Top Up
PWR/DCEQ | DC Equipment | PWR/DCEQ/P/018 | SWGR (DT) / Protection Relay (PRL) | PWR/DCEQ/C/020 | Sepcos Relay Fault | PWR/DCEQ/R/005 | Check and Secure
PWR/DCEQ | DC Equipment | PWR/DCEQ/P/018 | SWGR (DT) / Protection Relay (PRL) | PWR/DCEQ/C/020 | Sepcos Relay Fault | PWR/DCEQ/R/006 | Restart
PWR/DCEQ | DC Equipment | PWR/DCEQ/P/018 | SWGR (DT) / Protection Relay (PRL) | PWR/DCEQ/C/020 | Sepcos Relay Fault | PWR/DCEQ/R/007 | Others
PWR/DCEQ | DC Equipment | PWR/DCEQ/P/018 | SWGR (DT) / Protection Relay (PRL) | PWR/DCEQ/C/013 | Intertrip Relay Fault | PWR/DCEQ/R/001 | Replace
PWR/DCEQ | DC Equipment | PWR/DCEQ/P/018 | SWGR (DT) / Protection Relay (PRL) | PWR/DCEQ/C/013 | Intertrip Relay Fault | PWR/DCEQ/R/002 | Adjust
PWR/DCEQ | DC Equipment | PWR/DCEQ/P/018 | SWGR (DT) / Protection Relay (PRL) | PWR/DCEQ/C/013 | Intertrip Relay Fault | PWR/DCEQ/R/003 | Reset
PWR/DCEQ | DC Equipment | PWR/DCEQ/P/018 | SWGR (DT) / Protection Relay (PRL) | PWR/DCEQ/C/013 | Intertrip Relay Fault | PWR/DCEQ/R/004 | Top Up
PWR/DCEQ | DC Equipment | PWR/DCEQ/P/018 | SWGR (DT) / Protection Relay (PRL) | PWR/DCEQ/C/013 | Intertrip Relay Fault | PWR/DCEQ/R/005 | Check and Secure
PWR/DCEQ | DC Equipment | PWR/DCEQ/P/018 | SWGR (DT) / Protection Relay (PRL) | PWR/DCEQ/C/013 | Intertrip Relay Fault | PWR/DCEQ/R/006 | Restart
PWR/DCEQ | DC Equipment | PWR/DCEQ/P/018 | SWGR (DT) / Protection Relay (PRL) | PWR/DCEQ/C/013 | Intertrip Relay Fault | PWR/DCEQ/R/007 | Others
PWR/DCEQ | DC Equipment | PWR/DCEQ/P/018 | SWGR (DT) / Protection Relay (PRL) | PWR/DCEQ/C/001 | 64P Relay Fault | PWR/DCEQ/R/001 | Replace
PWR/DCEQ | DC Equipment | PWR/DCEQ/P/018 | SWGR (DT) / Protection Relay (PRL) | PWR/DCEQ/C/001 | 64P Relay Fault | PWR/DCEQ/R/002 | Adjust
PWR/DCEQ | DC Equipment | PWR/DCEQ/P/018 | SWGR (DT) / Protection Relay (PRL) | PWR/DCEQ/C/001 | 64P Relay Fault | PWR/DCEQ/R/003 | Reset
PWR/DCEQ | DC Equipment | PWR/DCEQ/P/018 | SWGR (DT) / Protection Relay (PRL) | PWR/DCEQ/C/001 | 64P Relay Fault | PWR/DCEQ/R/004 | Top Up
PWR/DCEQ | DC Equipment | PWR/DCEQ/P/018 | SWGR (DT) / Protection Relay (PRL) | PWR/DCEQ/C/001 | 64P Relay Fault | PWR/DCEQ/R/005 | Check and Secure
PWR/DCEQ | DC Equipment | PWR/DCEQ/P/018 | SWGR (DT) / Protection Relay (PRL) | PWR/DCEQ/C/001 | 64P Relay Fault | PWR/DCEQ/R/006 | Restart
PWR/DCEQ | DC Equipment | PWR/DCEQ/P/018 | SWGR (DT) / Protection Relay (PRL) | PWR/DCEQ/C/001 | 64P Relay Fault | PWR/DCEQ/R/007 | Others
PWR/DCEQ | DC Equipment | PWR/DCEQ/P/018 | SWGR (DT) / Protection Relay (PRL) | PWR/DCEQ/C/018 | Pilot Wire Relay Fault | PWR/DCEQ/R/001 | Replace
PWR/DCEQ | DC Equipment | PWR/DCEQ/P/018 | SWGR (DT) / Protection Relay (PRL) | PWR/DCEQ/C/018 | Pilot Wire Relay Fault | PWR/DCEQ/R/002 | Adjust
PWR/DCEQ | DC Equipment | PWR/DCEQ/P/018 | SWGR (DT) / Protection Relay (PRL) | PWR/DCEQ/C/018 | Pilot Wire Relay Fault | PWR/DCEQ/R/003 | Reset
PWR/DCEQ | DC Equipment | PWR/DCEQ/P/018 | SWGR (DT) / Protection Relay (PRL) | PWR/DCEQ/C/018 | Pilot Wire Relay Fault | PWR/DCEQ/R/004 | Top Up
PWR/DCEQ | DC Equipment | PWR/DCEQ/P/018 | SWGR (DT) / Protection Relay (PRL) | PWR/DCEQ/C/018 | Pilot Wire Relay Fault | PWR/DCEQ/R/005 | Check and Secure
PWR/DCEQ | DC Equipment | PWR/DCEQ/P/018 | SWGR (DT) / Protection Relay (PRL) | PWR/DCEQ/C/018 | Pilot Wire Relay Fault | PWR/DCEQ/R/006 | Restart
PWR/DCEQ | DC Equipment | PWR/DCEQ/P/018 | SWGR (DT) / Protection Relay (PRL) | PWR/DCEQ/C/018 | Pilot Wire Relay Fault | PWR/DCEQ/R/007 | Others
PWR/DCEQ | DC Equipment | PWR/DCEQ/P/018 | SWGR (DT) / Protection Relay (PRL) | PWR/DCEQ/C/016 | MCB Fault | PWR/DCEQ/R/001 | Replace
PWR/DCEQ | DC Equipment | PWR/DCEQ/P/018 | SWGR (DT) / Protection Relay (PRL) | PWR/DCEQ/C/016 | MCB Fault | PWR/DCEQ/R/002 | Adjust
PWR/DCEQ | DC Equipment | PWR/DCEQ/P/018 | SWGR (DT) / Protection Relay (PRL) | PWR/DCEQ/C/016 | MCB Fault | PWR/DCEQ/R/003 | Reset
PWR/DCEQ | DC Equipment | PWR/DCEQ/P/018 | SWGR (DT) / Protection Relay (PRL) | PWR/DCEQ/C/016 | MCB Fault | PWR/DCEQ/R/004 | Top Up
PWR/DCEQ | DC Equipment | PWR/DCEQ/P/018 | SWGR (DT) / Protection Relay (PRL) | PWR/DCEQ/C/016 | MCB Fault | PWR/DCEQ/R/005 | Check and Secure
PWR/DCEQ | DC Equipment | PWR/DCEQ/P/018 | SWGR (DT) / Protection Relay (PRL) | PWR/DCEQ/C/016 | MCB Fault | PWR/DCEQ/R/006 | Restart
PWR/DCEQ | DC Equipment | PWR/DCEQ/P/018 | SWGR (DT) / Protection Relay (PRL) | PWR/DCEQ/C/016 | MCB Fault | PWR/DCEQ/R/007 | Others
PWR/DCEQ | DC Equipment | PWR/DCEQ/P/018 | SWGR (DT) / Protection Relay (PRL) | PWR/DCEQ/C/010 | Hall Effect Sensor Fault | PWR/DCEQ/R/001 | Replace
PWR/DCEQ | DC Equipment | PWR/DCEQ/P/018 | SWGR (DT) / Protection Relay (PRL) | PWR/DCEQ/C/010 | Hall Effect Sensor Fault | PWR/DCEQ/R/002 | Adjust
PWR/DCEQ | DC Equipment | PWR/DCEQ/P/018 | SWGR (DT) / Protection Relay (PRL) | PWR/DCEQ/C/010 | Hall Effect Sensor Fault | PWR/DCEQ/R/003 | Reset
PWR/DCEQ | DC Equipment | PWR/DCEQ/P/018 | SWGR (DT) / Protection Relay (PRL) | PWR/DCEQ/C/010 | Hall Effect Sensor Fault | PWR/DCEQ/R/004 | Top Up
PWR/DCEQ | DC Equipment | PWR/DCEQ/P/018 | SWGR (DT) / Protection Relay (PRL) | PWR/DCEQ/C/010 | Hall Effect Sensor Fault | PWR/DCEQ/R/005 | Check and Secure
PWR/DCEQ | DC Equipment | PWR/DCEQ/P/018 | SWGR (DT) / Protection Relay (PRL) | PWR/DCEQ/C/010 | Hall Effect Sensor Fault | PWR/DCEQ/R/006 | Restart
PWR/DCEQ | DC Equipment | PWR/DCEQ/P/018 | SWGR (DT) / Protection Relay (PRL) | PWR/DCEQ/C/010 | Hall Effect Sensor Fault | PWR/DCEQ/R/007 | Others
PWR/DCEQ | DC Equipment | PWR/DCEQ/P/019 | SWGR (DT) / Voltage Transducer (VTD) | PWR/DCEQ/C/003 | Busbar Undervoltage | PWR/DCEQ/R/001 | Replace
PWR/DCEQ | DC Equipment | PWR/DCEQ/P/019 | SWGR (DT) / Voltage Transducer (VTD) | PWR/DCEQ/C/003 | Busbar Undervoltage | PWR/DCEQ/R/002 | Adjust
PWR/DCEQ | DC Equipment | PWR/DCEQ/P/019 | SWGR (DT) / Voltage Transducer (VTD) | PWR/DCEQ/C/003 | Busbar Undervoltage | PWR/DCEQ/R/003 | Reset
PWR/DCEQ | DC Equipment | PWR/DCEQ/P/019 | SWGR (DT) / Voltage Transducer (VTD) | PWR/DCEQ/C/003 | Busbar Undervoltage | PWR/DCEQ/R/004 | Top Up
PWR/DCEQ | DC Equipment | PWR/DCEQ/P/019 | SWGR (DT) / Voltage Transducer (VTD) | PWR/DCEQ/C/003 | Busbar Undervoltage | PWR/DCEQ/R/005 | Check and Secure
PWR/DCEQ | DC Equipment | PWR/DCEQ/P/019 | SWGR (DT) / Voltage Transducer (VTD) | PWR/DCEQ/C/003 | Busbar Undervoltage | PWR/DCEQ/R/006 | Restart
PWR/DCEQ | DC Equipment | PWR/DCEQ/P/019 | SWGR (DT) / Voltage Transducer (VTD) | PWR/DCEQ/C/003 | Busbar Undervoltage | PWR/DCEQ/R/007 | Others
PWR/DCEQ | DC Equipment | PWR/DCEQ/P/020 | SWGR (DI) / Circuit Breaker (CB) | PWR/DCEQ/C/025 | Voltage Divider Resistor Fault | PWR/DCEQ/R/001 | Replace
PWR/DCEQ | DC Equipment | PWR/DCEQ/P/020 | SWGR (DI) / Circuit Breaker (CB) | PWR/DCEQ/C/025 | Voltage Divider Resistor Fault | PWR/DCEQ/R/002 | Adjust
PWR/DCEQ | DC Equipment | PWR/DCEQ/P/020 | SWGR (DI) / Circuit Breaker (CB) | PWR/DCEQ/C/025 | Voltage Divider Resistor Fault | PWR/DCEQ/R/003 | Reset
PWR/DCEQ | DC Equipment | PWR/DCEQ/P/020 | SWGR (DI) / Circuit Breaker (CB) | PWR/DCEQ/C/025 | Voltage Divider Resistor Fault | PWR/DCEQ/R/004 | Top Up
PWR/DCEQ | DC Equipment | PWR/DCEQ/P/020 | SWGR (DI) / Circuit Breaker (CB) | PWR/DCEQ/C/025 | Voltage Divider Resistor Fault | PWR/DCEQ/R/005 | Check and Secure
PWR/DCEQ | DC Equipment | PWR/DCEQ/P/020 | SWGR (DI) / Circuit Breaker (CB) | PWR/DCEQ/C/025 | Voltage Divider Resistor Fault | PWR/DCEQ/R/006 | Restart
PWR/DCEQ | DC Equipment | PWR/DCEQ/P/020 | SWGR (DI) / Circuit Breaker (CB) | PWR/DCEQ/C/025 | Voltage Divider Resistor Fault | PWR/DCEQ/R/007 | Others
PWR/DCEQ | DC Equipment | PWR/DCEQ/P/020 | SWGR (DI) / Circuit Breaker (CB) | PWR/DCEQ/C/014 | Loose Terminal | PWR/DCEQ/R/001 | Replace
PWR/DCEQ | DC Equipment | PWR/DCEQ/P/020 | SWGR (DI) / Circuit Breaker (CB) | PWR/DCEQ/C/014 | Loose Terminal | PWR/DCEQ/R/002 | Adjust
PWR/DCEQ | DC Equipment | PWR/DCEQ/P/020 | SWGR (DI) / Circuit Breaker (CB) | PWR/DCEQ/C/014 | Loose Terminal | PWR/DCEQ/R/003 | Reset
PWR/DCEQ | DC Equipment | PWR/DCEQ/P/020 | SWGR (DI) / Circuit Breaker (CB) | PWR/DCEQ/C/014 | Loose Terminal | PWR/DCEQ/R/004 | Top Up
PWR/DCEQ | DC Equipment | PWR/DCEQ/P/020 | SWGR (DI) / Circuit Breaker (CB) | PWR/DCEQ/C/014 | Loose Terminal | PWR/DCEQ/R/005 | Check and Secure
PWR/DCEQ | DC Equipment | PWR/DCEQ/P/020 | SWGR (DI) / Circuit Breaker (CB) | PWR/DCEQ/C/014 | Loose Terminal | PWR/DCEQ/R/006 | Restart
PWR/DCEQ | DC Equipment | PWR/DCEQ/P/020 | SWGR (DI) / Circuit Breaker (CB) | PWR/DCEQ/C/014 | Loose Terminal | PWR/DCEQ/R/007 | Others
PWR/DCEQ | DC Equipment | PWR/DCEQ/P/020 | SWGR (DI) / Circuit Breaker (CB) | PWR/DCEQ/C/005 | Close/Holding Contact Fault | PWR/DCEQ/R/001 | Replace
PWR/DCEQ | DC Equipment | PWR/DCEQ/P/020 | SWGR (DI) / Circuit Breaker (CB) | PWR/DCEQ/C/005 | Close/Holding Contact Fault | PWR/DCEQ/R/002 | Adjust
PWR/DCEQ | DC Equipment | PWR/DCEQ/P/020 | SWGR (DI) / Circuit Breaker (CB) | PWR/DCEQ/C/005 | Close/Holding Contact Fault | PWR/DCEQ/R/003 | Reset
PWR/DCEQ | DC Equipment | PWR/DCEQ/P/020 | SWGR (DI) / Circuit Breaker (CB) | PWR/DCEQ/C/005 | Close/Holding Contact Fault | PWR/DCEQ/R/004 | Top Up
PWR/DCEQ | DC Equipment | PWR/DCEQ/P/020 | SWGR (DI) / Circuit Breaker (CB) | PWR/DCEQ/C/005 | Close/Holding Contact Fault | PWR/DCEQ/R/005 | Check and Secure
PWR/DCEQ | DC Equipment | PWR/DCEQ/P/020 | SWGR (DI) / Circuit Breaker (CB) | PWR/DCEQ/C/005 | Close/Holding Contact Fault | PWR/DCEQ/R/006 | Restart
PWR/DCEQ | DC Equipment | PWR/DCEQ/P/020 | SWGR (DI) / Circuit Breaker (CB) | PWR/DCEQ/C/005 | Close/Holding Contact Fault | PWR/DCEQ/R/007 | Others
PWR/DCEQ | DC Equipment | PWR/DCEQ/P/020 | SWGR (DI) / Circuit Breaker (CB) | PWR/DCEQ/C/008 | External Fault | PWR/DCEQ/R/001 | Replace
PWR/DCEQ | DC Equipment | PWR/DCEQ/P/020 | SWGR (DI) / Circuit Breaker (CB) | PWR/DCEQ/C/008 | External Fault | PWR/DCEQ/R/002 | Adjust
PWR/DCEQ | DC Equipment | PWR/DCEQ/P/020 | SWGR (DI) / Circuit Breaker (CB) | PWR/DCEQ/C/008 | External Fault | PWR/DCEQ/R/003 | Reset
PWR/DCEQ | DC Equipment | PWR/DCEQ/P/020 | SWGR (DI) / Circuit Breaker (CB) | PWR/DCEQ/C/008 | External Fault | PWR/DCEQ/R/004 | Top Up
PWR/DCEQ | DC Equipment | PWR/DCEQ/P/020 | SWGR (DI) / Circuit Breaker (CB) | PWR/DCEQ/C/008 | External Fault | PWR/DCEQ/R/005 | Check and Secure
PWR/DCEQ | DC Equipment | PWR/DCEQ/P/020 | SWGR (DI) / Circuit Breaker (CB) | PWR/DCEQ/C/008 | External Fault | PWR/DCEQ/R/006 | Restart
PWR/DCEQ | DC Equipment | PWR/DCEQ/P/020 | SWGR (DI) / Circuit Breaker (CB) | PWR/DCEQ/C/008 | External Fault | PWR/DCEQ/R/007 | Others
PWR/DCEQ | DC Equipment | PWR/DCEQ/P/020 | SWGR (DI) / Circuit Breaker (CB) | PWR/DCEQ/C/012 | Human Factor | PWR/DCEQ/R/001 | Replace
PWR/DCEQ | DC Equipment | PWR/DCEQ/P/020 | SWGR (DI) / Circuit Breaker (CB) | PWR/DCEQ/C/012 | Human Factor | PWR/DCEQ/R/002 | Adjust
PWR/DCEQ | DC Equipment | PWR/DCEQ/P/020 | SWGR (DI) / Circuit Breaker (CB) | PWR/DCEQ/C/012 | Human Factor | PWR/DCEQ/R/003 | Reset
PWR/DCEQ | DC Equipment | PWR/DCEQ/P/020 | SWGR (DI) / Circuit Breaker (CB) | PWR/DCEQ/C/012 | Human Factor | PWR/DCEQ/R/004 | Top Up
PWR/DCEQ | DC Equipment | PWR/DCEQ/P/020 | SWGR (DI) / Circuit Breaker (CB) | PWR/DCEQ/C/012 | Human Factor | PWR/DCEQ/R/005 | Check and Secure
PWR/DCEQ | DC Equipment | PWR/DCEQ/P/020 | SWGR (DI) / Circuit Breaker (CB) | PWR/DCEQ/C/012 | Human Factor | PWR/DCEQ/R/006 | Restart
PWR/DCEQ | DC Equipment | PWR/DCEQ/P/020 | SWGR (DI) / Circuit Breaker (CB) | PWR/DCEQ/C/012 | Human Factor | PWR/DCEQ/R/007 | Others
PWR/DCEQ | DC Equipment | PWR/DCEQ/P/020 | SWGR (DI) / Circuit Breaker (CB) | PWR/DCEQ/C/004 | Circuit Breaker Fault | PWR/DCEQ/R/001 | Replace
PWR/DCEQ | DC Equipment | PWR/DCEQ/P/020 | SWGR (DI) / Circuit Breaker (CB) | PWR/DCEQ/C/004 | Circuit Breaker Fault | PWR/DCEQ/R/002 | Adjust
PWR/DCEQ | DC Equipment | PWR/DCEQ/P/020 | SWGR (DI) / Circuit Breaker (CB) | PWR/DCEQ/C/004 | Circuit Breaker Fault | PWR/DCEQ/R/003 | Reset
PWR/DCEQ | DC Equipment | PWR/DCEQ/P/020 | SWGR (DI) / Circuit Breaker (CB) | PWR/DCEQ/C/004 | Circuit Breaker Fault | PWR/DCEQ/R/004 | Top Up
PWR/DCEQ | DC Equipment | PWR/DCEQ/P/020 | SWGR (DI) / Circuit Breaker (CB) | PWR/DCEQ/C/004 | Circuit Breaker Fault | PWR/DCEQ/R/005 | Check and Secure
PWR/DCEQ | DC Equipment | PWR/DCEQ/P/020 | SWGR (DI) / Circuit Breaker (CB) | PWR/DCEQ/C/004 | Circuit Breaker Fault | PWR/DCEQ/R/006 | Restart
PWR/DCEQ | DC Equipment | PWR/DCEQ/P/020 | SWGR (DI) / Circuit Breaker (CB) | PWR/DCEQ/C/004 | Circuit Breaker Fault | PWR/DCEQ/R/007 | Others
PWR/DCEQ | DC Equipment | PWR/DCEQ/P/020 | SWGR (DI) / Circuit Breaker (CB) | PWR/DCEQ/C/022 | SPPG Voltage Dip | PWR/DCEQ/R/001 | Replace
PWR/DCEQ | DC Equipment | PWR/DCEQ/P/020 | SWGR (DI) / Circuit Breaker (CB) | PWR/DCEQ/C/022 | SPPG Voltage Dip | PWR/DCEQ/R/002 | Adjust
PWR/DCEQ | DC Equipment | PWR/DCEQ/P/020 | SWGR (DI) / Circuit Breaker (CB) | PWR/DCEQ/C/022 | SPPG Voltage Dip | PWR/DCEQ/R/003 | Reset
PWR/DCEQ | DC Equipment | PWR/DCEQ/P/020 | SWGR (DI) / Circuit Breaker (CB) | PWR/DCEQ/C/022 | SPPG Voltage Dip | PWR/DCEQ/R/004 | Top Up
PWR/DCEQ | DC Equipment | PWR/DCEQ/P/020 | SWGR (DI) / Circuit Breaker (CB) | PWR/DCEQ/C/022 | SPPG Voltage Dip | PWR/DCEQ/R/005 | Check and Secure
PWR/DCEQ | DC Equipment | PWR/DCEQ/P/020 | SWGR (DI) / Circuit Breaker (CB) | PWR/DCEQ/C/022 | SPPG Voltage Dip | PWR/DCEQ/R/006 | Restart
PWR/DCEQ | DC Equipment | PWR/DCEQ/P/020 | SWGR (DI) / Circuit Breaker (CB) | PWR/DCEQ/C/022 | SPPG Voltage Dip | PWR/DCEQ/R/007 | Others
PWR/DCEQ | DC Equipment | PWR/DCEQ/P/021 | SWGR (DI) / Protection Relay (PRL) | PWR/DCEQ/C/020 | Sepcos Relay Fault | PWR/DCEQ/R/001 | Replace
PWR/DCEQ | DC Equipment | PWR/DCEQ/P/021 | SWGR (DI) / Protection Relay (PRL) | PWR/DCEQ/C/020 | Sepcos Relay Fault | PWR/DCEQ/R/002 | Adjust
PWR/DCEQ | DC Equipment | PWR/DCEQ/P/021 | SWGR (DI) / Protection Relay (PRL) | PWR/DCEQ/C/020 | Sepcos Relay Fault | PWR/DCEQ/R/003 | Reset
PWR/DCEQ | DC Equipment | PWR/DCEQ/P/021 | SWGR (DI) / Protection Relay (PRL) | PWR/DCEQ/C/020 | Sepcos Relay Fault | PWR/DCEQ/R/004 | Top Up
PWR/DCEQ | DC Equipment | PWR/DCEQ/P/021 | SWGR (DI) / Protection Relay (PRL) | PWR/DCEQ/C/020 | Sepcos Relay Fault | PWR/DCEQ/R/005 | Check and Secure
PWR/DCEQ | DC Equipment | PWR/DCEQ/P/021 | SWGR (DI) / Protection Relay (PRL) | PWR/DCEQ/C/020 | Sepcos Relay Fault | PWR/DCEQ/R/006 | Restart
PWR/DCEQ | DC Equipment | PWR/DCEQ/P/021 | SWGR (DI) / Protection Relay (PRL) | PWR/DCEQ/C/020 | Sepcos Relay Fault | PWR/DCEQ/R/007 | Others
PWR/DCEQ | DC Equipment | PWR/DCEQ/P/022 | SWGR (DM) / Circuit Breaker (CB) | PWR/DCEQ/C/025 | Voltage Divider Resistor Fault | PWR/DCEQ/R/001 | Replace
PWR/DCEQ | DC Equipment | PWR/DCEQ/P/022 | SWGR (DM) / Circuit Breaker (CB) | PWR/DCEQ/C/025 | Voltage Divider Resistor Fault | PWR/DCEQ/R/002 | Adjust
PWR/DCEQ | DC Equipment | PWR/DCEQ/P/022 | SWGR (DM) / Circuit Breaker (CB) | PWR/DCEQ/C/025 | Voltage Divider Resistor Fault | PWR/DCEQ/R/003 | Reset
PWR/DCEQ | DC Equipment | PWR/DCEQ/P/022 | SWGR (DM) / Circuit Breaker (CB) | PWR/DCEQ/C/025 | Voltage Divider Resistor Fault | PWR/DCEQ/R/004 | Top Up
PWR/DCEQ | DC Equipment | PWR/DCEQ/P/022 | SWGR (DM) / Circuit Breaker (CB) | PWR/DCEQ/C/025 | Voltage Divider Resistor Fault | PWR/DCEQ/R/005 | Check and Secure
PWR/DCEQ | DC Equipment | PWR/DCEQ/P/022 | SWGR (DM) / Circuit Breaker (CB) | PWR/DCEQ/C/025 | Voltage Divider Resistor Fault | PWR/DCEQ/R/006 | Restart
PWR/DCEQ | DC Equipment | PWR/DCEQ/P/022 | SWGR (DM) / Circuit Breaker (CB) | PWR/DCEQ/C/025 | Voltage Divider Resistor Fault | PWR/DCEQ/R/007 | Others
PWR/DCEQ | DC Equipment | PWR/DCEQ/P/022 | SWGR (DM) / Circuit Breaker (CB) | PWR/DCEQ/C/014 | Loose Terminal | PWR/DCEQ/R/001 | Replace
PWR/DCEQ | DC Equipment | PWR/DCEQ/P/022 | SWGR (DM) / Circuit Breaker (CB) | PWR/DCEQ/C/014 | Loose Terminal | PWR/DCEQ/R/002 | Adjust
PWR/DCEQ | DC Equipment | PWR/DCEQ/P/022 | SWGR (DM) / Circuit Breaker (CB) | PWR/DCEQ/C/014 | Loose Terminal | PWR/DCEQ/R/003 | Reset
PWR/DCEQ | DC Equipment | PWR/DCEQ/P/022 | SWGR (DM) / Circuit Breaker (CB) | PWR/DCEQ/C/014 | Loose Terminal | PWR/DCEQ/R/004 | Top Up
PWR/DCEQ | DC Equipment | PWR/DCEQ/P/022 | SWGR (DM) / Circuit Breaker (CB) | PWR/DCEQ/C/014 | Loose Terminal | PWR/DCEQ/R/005 | Check and Secure
PWR/DCEQ | DC Equipment | PWR/DCEQ/P/022 | SWGR (DM) / Circuit Breaker (CB) | PWR/DCEQ/C/014 | Loose Terminal | PWR/DCEQ/R/006 | Restart
PWR/DCEQ | DC Equipment | PWR/DCEQ/P/022 | SWGR (DM) / Circuit Breaker (CB) | PWR/DCEQ/C/014 | Loose Terminal | PWR/DCEQ/R/007 | Others
PWR/DCEQ | DC Equipment | PWR/DCEQ/P/022 | SWGR (DM) / Circuit Breaker (CB) | PWR/DCEQ/C/005 | Close/Holding Contact Fault | PWR/DCEQ/R/001 | Replace
PWR/DCEQ | DC Equipment | PWR/DCEQ/P/022 | SWGR (DM) / Circuit Breaker (CB) | PWR/DCEQ/C/005 | Close/Holding Contact Fault | PWR/DCEQ/R/002 | Adjust
PWR/DCEQ | DC Equipment | PWR/DCEQ/P/022 | SWGR (DM) / Circuit Breaker (CB) | PWR/DCEQ/C/005 | Close/Holding Contact Fault | PWR/DCEQ/R/003 | Reset
PWR/DCEQ | DC Equipment | PWR/DCEQ/P/022 | SWGR (DM) / Circuit Breaker (CB) | PWR/DCEQ/C/005 | Close/Holding Contact Fault | PWR/DCEQ/R/004 | Top Up
PWR/DCEQ | DC Equipment | PWR/DCEQ/P/022 | SWGR (DM) / Circuit Breaker (CB) | PWR/DCEQ/C/005 | Close/Holding Contact Fault | PWR/DCEQ/R/005 | Check and Secure
PWR/DCEQ | DC Equipment | PWR/DCEQ/P/022 | SWGR (DM) / Circuit Breaker (CB) | PWR/DCEQ/C/005 | Close/Holding Contact Fault | PWR/DCEQ/R/006 | Restart
PWR/DCEQ | DC Equipment | PWR/DCEQ/P/022 | SWGR (DM) / Circuit Breaker (CB) | PWR/DCEQ/C/005 | Close/Holding Contact Fault | PWR/DCEQ/R/007 | Others
PWR/DCEQ | DC Equipment | PWR/DCEQ/P/022 | SWGR (DM) / Circuit Breaker (CB) | PWR/DCEQ/C/008 | External Fault | PWR/DCEQ/R/001 | Replace
PWR/DCEQ | DC Equipment | PWR/DCEQ/P/022 | SWGR (DM) / Circuit Breaker (CB) | PWR/DCEQ/C/008 | External Fault | PWR/DCEQ/R/002 | Adjust
PWR/DCEQ | DC Equipment | PWR/DCEQ/P/022 | SWGR (DM) / Circuit Breaker (CB) | PWR/DCEQ/C/008 | External Fault | PWR/DCEQ/R/003 | Reset
PWR/DCEQ | DC Equipment | PWR/DCEQ/P/022 | SWGR (DM) / Circuit Breaker (CB) | PWR/DCEQ/C/008 | External Fault | PWR/DCEQ/R/004 | Top Up
PWR/DCEQ | DC Equipment | PWR/DCEQ/P/022 | SWGR (DM) / Circuit Breaker (CB) | PWR/DCEQ/C/008 | External Fault | PWR/DCEQ/R/005 | Check and Secure
PWR/DCEQ | DC Equipment | PWR/DCEQ/P/022 | SWGR (DM) / Circuit Breaker (CB) | PWR/DCEQ/C/008 | External Fault | PWR/DCEQ/R/006 | Restart
PWR/DCEQ | DC Equipment | PWR/DCEQ/P/022 | SWGR (DM) / Circuit Breaker (CB) | PWR/DCEQ/C/008 | External Fault | PWR/DCEQ/R/007 | Others
PWR/DCEQ | DC Equipment | PWR/DCEQ/P/022 | SWGR (DM) / Circuit Breaker (CB) | PWR/DCEQ/C/012 | Human Factor | PWR/DCEQ/R/001 | Replace
PWR/DCEQ | DC Equipment | PWR/DCEQ/P/022 | SWGR (DM) / Circuit Breaker (CB) | PWR/DCEQ/C/012 | Human Factor | PWR/DCEQ/R/002 | Adjust
PWR/DCEQ | DC Equipment | PWR/DCEQ/P/022 | SWGR (DM) / Circuit Breaker (CB) | PWR/DCEQ/C/012 | Human Factor | PWR/DCEQ/R/003 | Reset
PWR/DCEQ | DC Equipment | PWR/DCEQ/P/022 | SWGR (DM) / Circuit Breaker (CB) | PWR/DCEQ/C/012 | Human Factor | PWR/DCEQ/R/004 | Top Up
PWR/DCEQ | DC Equipment | PWR/DCEQ/P/022 | SWGR (DM) / Circuit Breaker (CB) | PWR/DCEQ/C/012 | Human Factor | PWR/DCEQ/R/005 | Check and Secure
PWR/DCEQ | DC Equipment | PWR/DCEQ/P/022 | SWGR (DM) / Circuit Breaker (CB) | PWR/DCEQ/C/012 | Human Factor | PWR/DCEQ/R/006 | Restart
PWR/DCEQ | DC Equipment | PWR/DCEQ/P/022 | SWGR (DM) / Circuit Breaker (CB) | PWR/DCEQ/C/012 | Human Factor | PWR/DCEQ/R/007 | Others
PWR/DCEQ | DC Equipment | PWR/DCEQ/P/022 | SWGR (DM) / Circuit Breaker (CB) | PWR/DCEQ/C/004 | Circuit Breaker Fault | PWR/DCEQ/R/001 | Replace
PWR/DCEQ | DC Equipment | PWR/DCEQ/P/022 | SWGR (DM) / Circuit Breaker (CB) | PWR/DCEQ/C/004 | Circuit Breaker Fault | PWR/DCEQ/R/002 | Adjust
PWR/DCEQ | DC Equipment | PWR/DCEQ/P/022 | SWGR (DM) / Circuit Breaker (CB) | PWR/DCEQ/C/004 | Circuit Breaker Fault | PWR/DCEQ/R/003 | Reset
PWR/DCEQ | DC Equipment | PWR/DCEQ/P/022 | SWGR (DM) / Circuit Breaker (CB) | PWR/DCEQ/C/004 | Circuit Breaker Fault | PWR/DCEQ/R/004 | Top Up
PWR/DCEQ | DC Equipment | PWR/DCEQ/P/022 | SWGR (DM) / Circuit Breaker (CB) | PWR/DCEQ/C/004 | Circuit Breaker Fault | PWR/DCEQ/R/005 | Check and Secure
PWR/DCEQ | DC Equipment | PWR/DCEQ/P/022 | SWGR (DM) / Circuit Breaker (CB) | PWR/DCEQ/C/004 | Circuit Breaker Fault | PWR/DCEQ/R/006 | Restart
PWR/DCEQ | DC Equipment | PWR/DCEQ/P/022 | SWGR (DM) / Circuit Breaker (CB) | PWR/DCEQ/C/004 | Circuit Breaker Fault | PWR/DCEQ/R/007 | Others
PWR/DCEQ | DC Equipment | PWR/DCEQ/P/023 | SWGR (DM) / Protection Relay (PRL) | PWR/DCEQ/C/020 | Sepcos Relay Fault | PWR/DCEQ/R/001 | Replace
PWR/DCEQ | DC Equipment | PWR/DCEQ/P/023 | SWGR (DM) / Protection Relay (PRL) | PWR/DCEQ/C/020 | Sepcos Relay Fault | PWR/DCEQ/R/002 | Adjust
PWR/DCEQ | DC Equipment | PWR/DCEQ/P/023 | SWGR (DM) / Protection Relay (PRL) | PWR/DCEQ/C/020 | Sepcos Relay Fault | PWR/DCEQ/R/003 | Reset
PWR/DCEQ | DC Equipment | PWR/DCEQ/P/023 | SWGR (DM) / Protection Relay (PRL) | PWR/DCEQ/C/020 | Sepcos Relay Fault | PWR/DCEQ/R/004 | Top Up
PWR/DCEQ | DC Equipment | PWR/DCEQ/P/023 | SWGR (DM) / Protection Relay (PRL) | PWR/DCEQ/C/020 | Sepcos Relay Fault | PWR/DCEQ/R/005 | Check and Secure
PWR/DCEQ | DC Equipment | PWR/DCEQ/P/023 | SWGR (DM) / Protection Relay (PRL) | PWR/DCEQ/C/020 | Sepcos Relay Fault | PWR/DCEQ/R/006 | Restart
PWR/DCEQ | DC Equipment | PWR/DCEQ/P/023 | SWGR (DM) / Protection Relay (PRL) | PWR/DCEQ/C/020 | Sepcos Relay Fault | PWR/DCEQ/R/007 | Others
PWR/DCEQ | DC Equipment | PWR/DCEQ/P/023 | SWGR (DM) / Protection Relay (PRL) | PWR/DCEQ/C/010 | Hall Effect Sensor Fault | PWR/DCEQ/R/001 | Replace
PWR/DCEQ | DC Equipment | PWR/DCEQ/P/023 | SWGR (DM) / Protection Relay (PRL) | PWR/DCEQ/C/010 | Hall Effect Sensor Fault | PWR/DCEQ/R/002 | Adjust
PWR/DCEQ | DC Equipment | PWR/DCEQ/P/023 | SWGR (DM) / Protection Relay (PRL) | PWR/DCEQ/C/010 | Hall Effect Sensor Fault | PWR/DCEQ/R/003 | Reset
PWR/DCEQ | DC Equipment | PWR/DCEQ/P/023 | SWGR (DM) / Protection Relay (PRL) | PWR/DCEQ/C/010 | Hall Effect Sensor Fault | PWR/DCEQ/R/004 | Top Up
PWR/DCEQ | DC Equipment | PWR/DCEQ/P/023 | SWGR (DM) / Protection Relay (PRL) | PWR/DCEQ/C/010 | Hall Effect Sensor Fault | PWR/DCEQ/R/005 | Check and Secure
PWR/DCEQ | DC Equipment | PWR/DCEQ/P/023 | SWGR (DM) / Protection Relay (PRL) | PWR/DCEQ/C/010 | Hall Effect Sensor Fault | PWR/DCEQ/R/006 | Restart
PWR/DCEQ | DC Equipment | PWR/DCEQ/P/023 | SWGR (DM) / Protection Relay (PRL) | PWR/DCEQ/C/010 | Hall Effect Sensor Fault | PWR/DCEQ/R/007 | Others
PWR/DCEQ | DC Equipment | PWR/DCEQ/P/024 | SWGR (DM) / Voltage Transducer (VTD) | PWR/DCEQ/C/003 | Busbar Undervoltage | PWR/DCEQ/R/001 | Replace
PWR/DCEQ | DC Equipment | PWR/DCEQ/P/024 | SWGR (DM) / Voltage Transducer (VTD) | PWR/DCEQ/C/003 | Busbar Undervoltage | PWR/DCEQ/R/002 | Adjust
PWR/DCEQ | DC Equipment | PWR/DCEQ/P/024 | SWGR (DM) / Voltage Transducer (VTD) | PWR/DCEQ/C/003 | Busbar Undervoltage | PWR/DCEQ/R/003 | Reset
PWR/DCEQ | DC Equipment | PWR/DCEQ/P/024 | SWGR (DM) / Voltage Transducer (VTD) | PWR/DCEQ/C/003 | Busbar Undervoltage | PWR/DCEQ/R/004 | Top Up
PWR/DCEQ | DC Equipment | PWR/DCEQ/P/024 | SWGR (DM) / Voltage Transducer (VTD) | PWR/DCEQ/C/003 | Busbar Undervoltage | PWR/DCEQ/R/005 | Check and Secure
PWR/DCEQ | DC Equipment | PWR/DCEQ/P/024 | SWGR (DM) / Voltage Transducer (VTD) | PWR/DCEQ/C/003 | Busbar Undervoltage | PWR/DCEQ/R/006 | Restart
PWR/DCEQ | DC Equipment | PWR/DCEQ/P/024 | SWGR (DM) / Voltage Transducer (VTD) | PWR/DCEQ/C/003 | Busbar Undervoltage | PWR/DCEQ/R/007 | Others
PWR/DCEQ | DC Equipment | PWR/DCEQ/P/011 | SWGR (DBC)Circuit Breaker (CB) | PWR/DCEQ/C/025 | Voltage Divider Resistor Fault | PWR/DCEQ/R/001 | Replace
PWR/DCEQ | DC Equipment | PWR/DCEQ/P/011 | SWGR (DBC)Circuit Breaker (CB) | PWR/DCEQ/C/025 | Voltage Divider Resistor Fault | PWR/DCEQ/R/002 | Adjust
PWR/DCEQ | DC Equipment | PWR/DCEQ/P/011 | SWGR (DBC)Circuit Breaker (CB) | PWR/DCEQ/C/025 | Voltage Divider Resistor Fault | PWR/DCEQ/R/003 | Reset
PWR/DCEQ | DC Equipment | PWR/DCEQ/P/011 | SWGR (DBC)Circuit Breaker (CB) | PWR/DCEQ/C/025 | Voltage Divider Resistor Fault | PWR/DCEQ/R/004 | Top Up
PWR/DCEQ | DC Equipment | PWR/DCEQ/P/011 | SWGR (DBC)Circuit Breaker (CB) | PWR/DCEQ/C/025 | Voltage Divider Resistor Fault | PWR/DCEQ/R/005 | Check and Secure
PWR/DCEQ | DC Equipment | PWR/DCEQ/P/011 | SWGR (DBC)Circuit Breaker (CB) | PWR/DCEQ/C/025 | Voltage Divider Resistor Fault | PWR/DCEQ/R/006 | Restart
PWR/DCEQ | DC Equipment | PWR/DCEQ/P/011 | SWGR (DBC)Circuit Breaker (CB) | PWR/DCEQ/C/025 | Voltage Divider Resistor Fault | PWR/DCEQ/R/007 | Others
PWR/DCEQ | DC Equipment | PWR/DCEQ/P/011 | SWGR (DBC)Circuit Breaker (CB) | PWR/DCEQ/C/014 | Loose Terminal | PWR/DCEQ/R/001 | Replace
PWR/DCEQ | DC Equipment | PWR/DCEQ/P/011 | SWGR (DBC)Circuit Breaker (CB) | PWR/DCEQ/C/014 | Loose Terminal | PWR/DCEQ/R/002 | Adjust
PWR/DCEQ | DC Equipment | PWR/DCEQ/P/011 | SWGR (DBC)Circuit Breaker (CB) | PWR/DCEQ/C/014 | Loose Terminal | PWR/DCEQ/R/003 | Reset
PWR/DCEQ | DC Equipment | PWR/DCEQ/P/011 | SWGR (DBC)Circuit Breaker (CB) | PWR/DCEQ/C/014 | Loose Terminal | PWR/DCEQ/R/004 | Top Up
PWR/DCEQ | DC Equipment | PWR/DCEQ/P/011 | SWGR (DBC)Circuit Breaker (CB) | PWR/DCEQ/C/014 | Loose Terminal | PWR/DCEQ/R/005 | Check and Secure
PWR/DCEQ | DC Equipment | PWR/DCEQ/P/011 | SWGR (DBC)Circuit Breaker (CB) | PWR/DCEQ/C/014 | Loose Terminal | PWR/DCEQ/R/006 | Restart
PWR/DCEQ | DC Equipment | PWR/DCEQ/P/011 | SWGR (DBC)Circuit Breaker (CB) | PWR/DCEQ/C/014 | Loose Terminal | PWR/DCEQ/R/007 | Others
PWR/DCEQ | DC Equipment | PWR/DCEQ/P/011 | SWGR (DBC)Circuit Breaker (CB) | PWR/DCEQ/C/005 | Close/Holding Contact Fault | PWR/DCEQ/R/001 | Replace
PWR/DCEQ | DC Equipment | PWR/DCEQ/P/011 | SWGR (DBC)Circuit Breaker (CB) | PWR/DCEQ/C/005 | Close/Holding Contact Fault | PWR/DCEQ/R/002 | Adjust
PWR/DCEQ | DC Equipment | PWR/DCEQ/P/011 | SWGR (DBC)Circuit Breaker (CB) | PWR/DCEQ/C/005 | Close/Holding Contact Fault | PWR/DCEQ/R/003 | Reset
PWR/DCEQ | DC Equipment | PWR/DCEQ/P/011 | SWGR (DBC)Circuit Breaker (CB) | PWR/DCEQ/C/005 | Close/Holding Contact Fault | PWR/DCEQ/R/004 | Top Up
PWR/DCEQ | DC Equipment | PWR/DCEQ/P/011 | SWGR (DBC)Circuit Breaker (CB) | PWR/DCEQ/C/005 | Close/Holding Contact Fault | PWR/DCEQ/R/005 | Check and Secure
PWR/DCEQ | DC Equipment | PWR/DCEQ/P/011 | SWGR (DBC)Circuit Breaker (CB) | PWR/DCEQ/C/005 | Close/Holding Contact Fault | PWR/DCEQ/R/006 | Restart
PWR/DCEQ | DC Equipment | PWR/DCEQ/P/011 | SWGR (DBC)Circuit Breaker (CB) | PWR/DCEQ/C/005 | Close/Holding Contact Fault | PWR/DCEQ/R/007 | Others
PWR/DCEQ | DC Equipment | PWR/DCEQ/P/011 | SWGR (DBC)Circuit Breaker (CB) | PWR/DCEQ/C/008 | External Fault | PWR/DCEQ/R/001 | Replace
PWR/DCEQ | DC Equipment | PWR/DCEQ/P/011 | SWGR (DBC)Circuit Breaker (CB) | PWR/DCEQ/C/008 | External Fault | PWR/DCEQ/R/002 | Adjust
PWR/DCEQ | DC Equipment | PWR/DCEQ/P/011 | SWGR (DBC)Circuit Breaker (CB) | PWR/DCEQ/C/008 | External Fault | PWR/DCEQ/R/003 | Reset
PWR/DCEQ | DC Equipment | PWR/DCEQ/P/011 | SWGR (DBC)Circuit Breaker (CB) | PWR/DCEQ/C/008 | External Fault | PWR/DCEQ/R/004 | Top Up
PWR/DCEQ | DC Equipment | PWR/DCEQ/P/011 | SWGR (DBC)Circuit Breaker (CB) | PWR/DCEQ/C/008 | External Fault | PWR/DCEQ/R/005 | Check and Secure
PWR/DCEQ | DC Equipment | PWR/DCEQ/P/011 | SWGR (DBC)Circuit Breaker (CB) | PWR/DCEQ/C/008 | External Fault | PWR/DCEQ/R/006 | Restart
PWR/DCEQ | DC Equipment | PWR/DCEQ/P/011 | SWGR (DBC)Circuit Breaker (CB) | PWR/DCEQ/C/008 | External Fault | PWR/DCEQ/R/007 | Others
PWR/DCEQ | DC Equipment | PWR/DCEQ/P/011 | SWGR (DBC)Circuit Breaker (CB) | PWR/DCEQ/C/012 | Human Factor | PWR/DCEQ/R/001 | Replace
PWR/DCEQ | DC Equipment | PWR/DCEQ/P/011 | SWGR (DBC)Circuit Breaker (CB) | PWR/DCEQ/C/012 | Human Factor | PWR/DCEQ/R/002 | Adjust
PWR/DCEQ | DC Equipment | PWR/DCEQ/P/011 | SWGR (DBC)Circuit Breaker (CB) | PWR/DCEQ/C/012 | Human Factor | PWR/DCEQ/R/003 | Reset
PWR/DCEQ | DC Equipment | PWR/DCEQ/P/011 | SWGR (DBC)Circuit Breaker (CB) | PWR/DCEQ/C/012 | Human Factor | PWR/DCEQ/R/004 | Top Up
PWR/DCEQ | DC Equipment | PWR/DCEQ/P/011 | SWGR (DBC)Circuit Breaker (CB) | PWR/DCEQ/C/012 | Human Factor | PWR/DCEQ/R/005 | Check and Secure
PWR/DCEQ | DC Equipment | PWR/DCEQ/P/011 | SWGR (DBC)Circuit Breaker (CB) | PWR/DCEQ/C/012 | Human Factor | PWR/DCEQ/R/006 | Restart
PWR/DCEQ | DC Equipment | PWR/DCEQ/P/011 | SWGR (DBC)Circuit Breaker (CB) | PWR/DCEQ/C/012 | Human Factor | PWR/DCEQ/R/007 | Others
PWR/DCEQ | DC Equipment | PWR/DCEQ/P/011 | SWGR (DBC)Circuit Breaker (CB) | PWR/DCEQ/C/004 | Circuit Breaker Fault | PWR/DCEQ/R/001 | Replace
PWR/DCEQ | DC Equipment | PWR/DCEQ/P/011 | SWGR (DBC)Circuit Breaker (CB) | PWR/DCEQ/C/004 | Circuit Breaker Fault | PWR/DCEQ/R/002 | Adjust
PWR/DCEQ | DC Equipment | PWR/DCEQ/P/011 | SWGR (DBC)Circuit Breaker (CB) | PWR/DCEQ/C/004 | Circuit Breaker Fault | PWR/DCEQ/R/003 | Reset
PWR/DCEQ | DC Equipment | PWR/DCEQ/P/011 | SWGR (DBC)Circuit Breaker (CB) | PWR/DCEQ/C/004 | Circuit Breaker Fault | PWR/DCEQ/R/004 | Top Up
PWR/DCEQ | DC Equipment | PWR/DCEQ/P/011 | SWGR (DBC)Circuit Breaker (CB) | PWR/DCEQ/C/004 | Circuit Breaker Fault | PWR/DCEQ/R/005 | Check and Secure
PWR/DCEQ | DC Equipment | PWR/DCEQ/P/011 | SWGR (DBC)Circuit Breaker (CB) | PWR/DCEQ/C/004 | Circuit Breaker Fault | PWR/DCEQ/R/006 | Restart
PWR/DCEQ | DC Equipment | PWR/DCEQ/P/011 | SWGR (DBC)Circuit Breaker (CB) | PWR/DCEQ/C/004 | Circuit Breaker Fault | PWR/DCEQ/R/007 | Others
PWR/DCEQ | DC Equipment | PWR/DCEQ/P/011 | SWGR (DBC)Circuit Breaker (CB) | PWR/DCEQ/C/023 | Spring Charging Motor Fault | PWR/DCEQ/R/001 | Replace
PWR/DCEQ | DC Equipment | PWR/DCEQ/P/011 | SWGR (DBC)Circuit Breaker (CB) | PWR/DCEQ/C/023 | Spring Charging Motor Fault | PWR/DCEQ/R/002 | Adjust
PWR/DCEQ | DC Equipment | PWR/DCEQ/P/011 | SWGR (DBC)Circuit Breaker (CB) | PWR/DCEQ/C/023 | Spring Charging Motor Fault | PWR/DCEQ/R/003 | Reset
PWR/DCEQ | DC Equipment | PWR/DCEQ/P/011 | SWGR (DBC)Circuit Breaker (CB) | PWR/DCEQ/C/023 | Spring Charging Motor Fault | PWR/DCEQ/R/004 | Top Up
PWR/DCEQ | DC Equipment | PWR/DCEQ/P/011 | SWGR (DBC)Circuit Breaker (CB) | PWR/DCEQ/C/023 | Spring Charging Motor Fault | PWR/DCEQ/R/005 | Check and Secure
PWR/DCEQ | DC Equipment | PWR/DCEQ/P/011 | SWGR (DBC)Circuit Breaker (CB) | PWR/DCEQ/C/023 | Spring Charging Motor Fault | PWR/DCEQ/R/006 | Restart
PWR/DCEQ | DC Equipment | PWR/DCEQ/P/011 | SWGR (DBC)Circuit Breaker (CB) | PWR/DCEQ/C/023 | Spring Charging Motor Fault | PWR/DCEQ/R/007 | Others
PWR/DCEQ | DC Equipment | PWR/DCEQ/P/010 | SWGR - Interface Cubicle (INT) / Frame Leakage Relay (FLRL) | PWR/DCEQ/C/009 | Frame Leakage Relay Fault | PWR/DCEQ/R/001 | Replace
PWR/DCEQ | DC Equipment | PWR/DCEQ/P/010 | SWGR - Interface Cubicle (INT) / Frame Leakage Relay (FLRL) | PWR/DCEQ/C/009 | Frame Leakage Relay Fault | PWR/DCEQ/R/002 | Adjust
PWR/DCEQ | DC Equipment | PWR/DCEQ/P/010 | SWGR - Interface Cubicle (INT) / Frame Leakage Relay (FLRL) | PWR/DCEQ/C/009 | Frame Leakage Relay Fault | PWR/DCEQ/R/003 | Reset
PWR/DCEQ | DC Equipment | PWR/DCEQ/P/010 | SWGR - Interface Cubicle (INT) / Frame Leakage Relay (FLRL) | PWR/DCEQ/C/009 | Frame Leakage Relay Fault | PWR/DCEQ/R/004 | Top Up
PWR/DCEQ | DC Equipment | PWR/DCEQ/P/010 | SWGR - Interface Cubicle (INT) / Frame Leakage Relay (FLRL) | PWR/DCEQ/C/009 | Frame Leakage Relay Fault | PWR/DCEQ/R/005 | Check and Secure
PWR/DCEQ | DC Equipment | PWR/DCEQ/P/010 | SWGR - Interface Cubicle (INT) / Frame Leakage Relay (FLRL) | PWR/DCEQ/C/009 | Frame Leakage Relay Fault | PWR/DCEQ/R/006 | Restart
PWR/DCEQ | DC Equipment | PWR/DCEQ/P/010 | SWGR - Interface Cubicle (INT) / Frame Leakage Relay (FLRL) | PWR/DCEQ/C/009 | Frame Leakage Relay Fault | PWR/DCEQ/R/007 | Others
PWR/EDS | Electrical Distribution System | PWR/EDS/P/027 | Interface Terminal Board - Tunnel Lighting (ITB) | PWR/EDS/C/025 | Interface Terminal Board - Tunnel Lighting (ITB) Fault | PWR/EDS/R/001 | Replace
PWR/EDS | Electrical Distribution System | PWR/EDS/027 | Interface Terminal Board - Tunnel Lighting (ITB) | PWR/EDS/C/025 | Interface Terminal Board - Tunnel Lighting (ITB) Fault | PWR/EDS/R/002 | Adjust
PWR/EDS | Electrical Distribution System | PWR/EDS/027 | Interface Terminal Board - Tunnel Lighting (ITB) | PWR/EDS/C/025 | Interface Terminal Board - Tunnel Lighting (ITB) Fault | PWR/EDS/R/003 | Reset
PWR/EDS | Electrical Distribution System | PWR/EDS/027 | Interface Terminal Board - Tunnel Lighting (ITB) | PWR/EDS/C/025 | Interface Terminal Board - Tunnel Lighting (ITB) Fault | PWR/EDS/R/004 | Top Up
PWR/EDS | Electrical Distribution System | PWR/EDS/027 | Interface Terminal Board - Tunnel Lighting (ITB) | PWR/EDS/C/025 | Interface Terminal Board - Tunnel Lighting (ITB) Fault | PWR/EDS/R/005 | Check and Secure
PWR/EDS | Electrical Distribution System | PWR/EDS/027 | Interface Terminal Board - Tunnel Lighting (ITB) | PWR/EDS/C/025 | Interface Terminal Board - Tunnel Lighting (ITB) Fault | PWR/EDS/R/006 | Restart
PWR/EDS | Electrical Distribution System | PWR/EDS/027 | Interface Terminal Board - Tunnel Lighting (ITB) | PWR/EDS/C/025 | Interface Terminal Board - Tunnel Lighting (ITB) Fault | PWR/EDS/R/007 | Others
PWR/INVREC | Inverter / Rectifier Equipment | PWR/INVREC/P/001 | Inverter (IV) /Frame Leakage Relay (FLRL) | PWR/INVREC/C/002 | Frame Leakage Relay Fault | PWR/INVREC/R/001 | Replace
PWR/INVREC | Inverter / Rectifier Equipment | PWR/INVREC/P/001 | Inverter (IV) /Frame Leakage Relay (FLRL) | PWR/INVREC/C/002 | Frame Leakage Relay Fault | PWR/INVREC/R/002 | Adjust
PWR/INVREC | Inverter / Rectifier Equipment | PWR/INVREC/P/001 | Inverter (IV) /Frame Leakage Relay (FLRL) | PWR/INVREC/C/002 | Frame Leakage Relay Fault | PWR/INVREC/R/003 | Reset
PWR/INVREC | Inverter / Rectifier Equipment | PWR/INVREC/P/001 | Inverter (IV) /Frame Leakage Relay (FLRL) | PWR/INVREC/C/002 | Frame Leakage Relay Fault | PWR/INVREC/R/004 | Top Up
PWR/INVREC | Inverter / Rectifier Equipment | PWR/INVREC/P/001 | Inverter (IV) /Frame Leakage Relay (FLRL) | PWR/INVREC/C/002 | Frame Leakage Relay Fault | PWR/INVREC/R/005 | Check and Secure
PWR/INVREC | Inverter / Rectifier Equipment | PWR/INVREC/P/001 | Inverter (IV) /Frame Leakage Relay (FLRL) | PWR/INVREC/C/002 | Frame Leakage Relay Fault | PWR/INVREC/R/006 | Restart
PWR/INVREC | Inverter / Rectifier Equipment | PWR/INVREC/P/001 | Inverter (IV) /Frame Leakage Relay (FLRL) | PWR/INVREC/C/002 | Frame Leakage Relay Fault | PWR/INVREC/R/007 | Others
PWR/INVREC | Inverter / Rectifier Equipment | PWR/INVREC/P/003 | Inverter (IV) /Thyristor (THY) | PWR/INVREC/C/007 | Thyristor Fault | PWR/INVREC/R/001 | Replace
PWR/INVREC | Inverter / Rectifier Equipment | PWR/INVREC/P/003 | Inverter (IV) /Thyristor (THY) | PWR/INVREC/C/007 | Thyristor Fault | PWR/INVREC/R/002 | Adjust
PWR/INVREC | Inverter / Rectifier Equipment | PWR/INVREC/P/003 | Inverter (IV) /Thyristor (THY) | PWR/INVREC/C/007 | Thyristor Fault | PWR/INVREC/R/003 | Reset
PWR/INVREC | Inverter / Rectifier Equipment | PWR/INVREC/P/003 | Inverter (IV) /Thyristor (THY) | PWR/INVREC/C/007 | Thyristor Fault | PWR/INVREC/R/004 | Top Up
PWR/INVREC | Inverter / Rectifier Equipment | PWR/INVREC/P/003 | Inverter (IV) /Thyristor (THY) | PWR/INVREC/C/007 | Thyristor Fault | PWR/INVREC/R/005 | Check and Secure
PWR/INVREC | Inverter / Rectifier Equipment | PWR/INVREC/P/003 | Inverter (IV) /Thyristor (THY) | PWR/INVREC/C/007 | Thyristor Fault | PWR/INVREC/R/006 | Restart
PWR/INVREC | Inverter / Rectifier Equipment | PWR/INVREC/P/003 | Inverter (IV) /Thyristor (THY) | PWR/INVREC/C/007 | Thyristor Fault | PWR/INVREC/R/007 | Others
PWR/INVREC | Inverter / Rectifier Equipment | PWR/INVREC/P/002 | Inverter (IV) /Protection Unit (PU) | PWR/INVREC/C/005 | Protection Unit Fault | PWR/INVREC/R/001 | Replace
PWR/INVREC | Inverter / Rectifier Equipment | PWR/INVREC/P/002 | Inverter (IV) /Protection Unit (PU) | PWR/INVREC/C/005 | Protection Unit Fault | PWR/INVREC/R/002 | Adjust
PWR/INVREC | Inverter / Rectifier Equipment | PWR/INVREC/P/002 | Inverter (IV) /Protection Unit (PU) | PWR/INVREC/C/005 | Protection Unit Fault | PWR/INVREC/R/003 | Reset
PWR/INVREC | Inverter / Rectifier Equipment | PWR/INVREC/P/002 | Inverter (IV) /Protection Unit (PU) | PWR/INVREC/C/005 | Protection Unit Fault | PWR/INVREC/R/004 | Top Up
PWR/INVREC | Inverter / Rectifier Equipment | PWR/INVREC/P/002 | Inverter (IV) /Protection Unit (PU) | PWR/INVREC/C/005 | Protection Unit Fault | PWR/INVREC/R/005 | Check and Secure
PWR/INVREC | Inverter / Rectifier Equipment | PWR/INVREC/P/002 | Inverter (IV) /Protection Unit (PU) | PWR/INVREC/C/005 | Protection Unit Fault | PWR/INVREC/R/006 | Restart
PWR/INVREC | Inverter / Rectifier Equipment | PWR/INVREC/P/002 | Inverter (IV) /Protection Unit (PU) | PWR/INVREC/C/005 | Protection Unit Fault | PWR/INVREC/R/007 | Others
PWR/INVREC | Inverter / Rectifier Equipment | PWR/INVREC/P/007 | Rectifier (RF) / Frame Leakage Relay (FLRL) | PWR/INVREC/C/002 | Frame Leakage Relay Fault | PWR/INVREC/R/001 | Replace
PWR/INVREC | Inverter / Rectifier Equipment | PWR/INVREC/P/007 | Rectifier (RF) / Frame Leakage Relay (FLRL) | PWR/INVREC/C/002 | Frame Leakage Relay Fault | PWR/INVREC/R/002 | Adjust
PWR/INVREC | Inverter / Rectifier Equipment | PWR/INVREC/P/007 | Rectifier (RF) / Frame Leakage Relay (FLRL) | PWR/INVREC/C/002 | Frame Leakage Relay Fault | PWR/INVREC/R/003 | Reset
PWR/INVREC | Inverter / Rectifier Equipment | PWR/INVREC/P/007 | Rectifier (RF) / Frame Leakage Relay (FLRL) | PWR/INVREC/C/002 | Frame Leakage Relay Fault | PWR/INVREC/R/004 | Top Up
PWR/INVREC | Inverter / Rectifier Equipment | PWR/INVREC/P/007 | Rectifier (RF) / Frame Leakage Relay (FLRL) | PWR/INVREC/C/002 | Frame Leakage Relay Fault | PWR/INVREC/R/005 | Check and Secure
PWR/INVREC | Inverter / Rectifier Equipment | PWR/INVREC/P/007 | Rectifier (RF) / Frame Leakage Relay (FLRL) | PWR/INVREC/C/002 | Frame Leakage Relay Fault | PWR/INVREC/R/006 | Restart
PWR/INVREC | Inverter / Rectifier Equipment | PWR/INVREC/P/007 | Rectifier (RF) / Frame Leakage Relay (FLRL) | PWR/INVREC/C/002 | Frame Leakage Relay Fault | PWR/INVREC/R/007 | Others
PWR/INVREC | Inverter / Rectifier Equipment | PWR/INVREC/P/006 | Rectifier (RF) / Diode (D) | PWR/INVREC/C/001 | Diode Fault | PWR/INVREC/R/001 | Replace
PWR/INVREC | Inverter / Rectifier Equipment | PWR/INVREC/P/006 | Rectifier (RF) / Diode (D) | PWR/INVREC/C/001 | Diode Fault | PWR/INVREC/R/002 | Adjust
PWR/INVREC | Inverter / Rectifier Equipment | PWR/INVREC/P/006 | Rectifier (RF) / Diode (D) | PWR/INVREC/C/001 | Diode Fault | PWR/INVREC/R/003 | Reset
PWR/INVREC | Inverter / Rectifier Equipment | PWR/INVREC/P/006 | Rectifier (RF) / Diode (D) | PWR/INVREC/C/001 | Diode Fault | PWR/INVREC/R/004 | Top Up
PWR/INVREC | Inverter / Rectifier Equipment | PWR/INVREC/P/006 | Rectifier (RF) / Diode (D) | PWR/INVREC/C/001 | Diode Fault | PWR/INVREC/R/005 | Check and Secure
PWR/INVREC | Inverter / Rectifier Equipment | PWR/INVREC/P/006 | Rectifier (RF) / Diode (D) | PWR/INVREC/C/001 | Diode Fault | PWR/INVREC/R/006 | Restart
PWR/INVREC | Inverter / Rectifier Equipment | PWR/INVREC/P/006 | Rectifier (RF) / Diode (D) | PWR/INVREC/C/001 | Diode Fault | PWR/INVREC/R/007 | Others
PWR/DCEQ | DC Equipment | PWR/DCEQ/P/002 | Load Break Switch - 1 Pole / 2 Poles (LBS) / Undervoltage Relay (URL) | PWR/DCEQ/C/024 | Undervoltage Relay Fault | PWR/DCEQ/R/001 | Replace
PWR/DCEQ | DC Equipment | PWR/DCEQ/P/002 | Load Break Switch - 1 Pole / 2 Poles (LBS) / Undervoltage Relay (URL) | PWR/DCEQ/C/024 | Undervoltage Relay Fault | PWR/DCEQ/R/002 | Adjust
PWR/DCEQ | DC Equipment | PWR/DCEQ/P/002 | Load Break Switch - 1 Pole / 2 Poles (LBS) / Undervoltage Relay (URL) | PWR/DCEQ/C/024 | Undervoltage Relay Fault | PWR/DCEQ/R/003 | Reset
PWR/DCEQ | DC Equipment | PWR/DCEQ/P/002 | Load Break Switch - 1 Pole / 2 Poles (LBS) / Undervoltage Relay (URL) | PWR/DCEQ/C/024 | Undervoltage Relay Fault | PWR/DCEQ/R/004 | Top Up
PWR/DCEQ | DC Equipment | PWR/DCEQ/P/002 | Load Break Switch - 1 Pole / 2 Poles (LBS) / Undervoltage Relay (URL) | PWR/DCEQ/C/024 | Undervoltage Relay Fault | PWR/DCEQ/R/005 | Check and Secure
PWR/DCEQ | DC Equipment | PWR/DCEQ/P/002 | Load Break Switch - 1 Pole / 2 Poles (LBS) / Undervoltage Relay (URL) | PWR/DCEQ/C/024 | Undervoltage Relay Fault | PWR/DCEQ/R/006 | Restart
PWR/DCEQ | DC Equipment | PWR/DCEQ/P/002 | Load Break Switch - 1 Pole / 2 Poles (LBS) / Undervoltage Relay (URL) | PWR/DCEQ/C/024 | Undervoltage Relay Fault | PWR/DCEQ/R/007 | Others
PWR/DCEQ | DC Equipment | PWR/DCEQ/P/001 | Load Break Switch - 1 Pole / 2 Poles (LBS) / Load Break Switch Motor (LBSM) | PWR/DCEQ/C/016 | MCB Fault | PWR/DCEQ/R/001 | Replace
PWR/DCEQ | DC Equipment | PWR/DCEQ/P/001 | Load Break Switch - 1 Pole / 2 Poles (LBS) / Load Break Switch Motor (LBSM) | PWR/DCEQ/C/016 | MCB Fault | PWR/DCEQ/R/002 | Adjust
PWR/DCEQ | DC Equipment | PWR/DCEQ/P/001 | Load Break Switch - 1 Pole / 2 Poles (LBS) / Load Break Switch Motor (LBSM) | PWR/DCEQ/C/016 | MCB Fault | PWR/DCEQ/R/003 | Reset
PWR/DCEQ | DC Equipment | PWR/DCEQ/P/001 | Load Break Switch - 1 Pole / 2 Poles (LBS) / Load Break Switch Motor (LBSM) | PWR/DCEQ/C/016 | MCB Fault | PWR/DCEQ/R/004 | Top Up
PWR/DCEQ | DC Equipment | PWR/DCEQ/P/001 | Load Break Switch - 1 Pole / 2 Poles (LBS) / Load Break Switch Motor (LBSM) | PWR/DCEQ/C/016 | MCB Fault | PWR/DCEQ/R/005 | Check and Secure
PWR/DCEQ | DC Equipment | PWR/DCEQ/P/001 | Load Break Switch - 1 Pole / 2 Poles (LBS) / Load Break Switch Motor (LBSM) | PWR/DCEQ/C/016 | MCB Fault | PWR/DCEQ/R/006 | Restart
PWR/DCEQ | DC Equipment | PWR/DCEQ/P/001 | Load Break Switch - 1 Pole / 2 Poles (LBS) / Load Break Switch Motor (LBSM) | PWR/DCEQ/C/016 | MCB Fault | PWR/DCEQ/R/007 | Others
PWR/DCEQ | DC Equipment | PWR/DCEQ/P/001 | Load Break Switch - 1 Pole / 2 Poles (LBS) / Load Break Switch Motor (LBSM) | PWR/DCEQ/C/017 | No Fault Found | PWR/DCEQ/R/001 | Replace
PWR/DCEQ | DC Equipment | PWR/DCEQ/P/001 | Load Break Switch - 1 Pole / 2 Poles (LBS) / Load Break Switch Motor (LBSM) | PWR/DCEQ/C/017 | No Fault Found | PWR/DCEQ/R/002 | Adjust
PWR/DCEQ | DC Equipment | PWR/DCEQ/P/001 | Load Break Switch - 1 Pole / 2 Poles (LBS) / Load Break Switch Motor (LBSM) | PWR/DCEQ/C/017 | No Fault Found | PWR/DCEQ/R/003 | Reset
PWR/DCEQ | DC Equipment | PWR/DCEQ/P/001 | Load Break Switch - 1 Pole / 2 Poles (LBS) / Load Break Switch Motor (LBSM) | PWR/DCEQ/C/017 | No Fault Found | PWR/DCEQ/R/004 | Top Up
PWR/DCEQ | DC Equipment | PWR/DCEQ/P/001 | Load Break Switch - 1 Pole / 2 Poles (LBS) / Load Break Switch Motor (LBSM) | PWR/DCEQ/C/017 | No Fault Found | PWR/DCEQ/R/005 | Check and Secure
PWR/DCEQ | DC Equipment | PWR/DCEQ/P/001 | Load Break Switch - 1 Pole / 2 Poles (LBS) / Load Break Switch Motor (LBSM) | PWR/DCEQ/C/017 | No Fault Found | PWR/DCEQ/R/006 | Restart
PWR/DCEQ | DC Equipment | PWR/DCEQ/P/001 | Load Break Switch - 1 Pole / 2 Poles (LBS) / Load Break Switch Motor (LBSM) | PWR/DCEQ/C/017 | No Fault Found | PWR/DCEQ/R/007 | Others
PWR/TPE | DC Traction Power Equipment | PWR/TPE/P/005 | Disconnecting Switch (DS) / Control Circuit | PWR/TPE/C/003 | Disconnecting Switch Fault | PWR/TPE/R/001 | Replace
PWR/TPE | DC Traction Power Equipment | PWR/TPE/P/005 | Disconnecting Switch (DS) / Control Circuit | PWR/TPE/C/003 | Disconnecting Switch Fault | PWR/TPE/R/002 | Adjust
PWR/TPE | DC Traction Power Equipment | PWR/TPE/P/005 | Disconnecting Switch (DS) / Control Circuit | PWR/TPE/C/003 | Disconnecting Switch Fault | PWR/TPE/R/003 | Reset
PWR/TPE | DC Traction Power Equipment | PWR/TPE/P/005 | Disconnecting Switch (DS) / Control Circuit | PWR/TPE/C/003 | Disconnecting Switch Fault | PWR/TPE/R/004 | Top Up
PWR/TPE | DC Traction Power Equipment | PWR/TPE/P/005 | Disconnecting Switch (DS) / Control Circuit | PWR/TPE/C/003 | Disconnecting Switch Fault | PWR/TPE/R/005 | Check and Secure
PWR/TPE | DC Traction Power Equipment | PWR/TPE/P/005 | Disconnecting Switch (DS) / Control Circuit | PWR/TPE/C/003 | Disconnecting Switch Fault | PWR/TPE/R/006 | Restart
PWR/TPE | DC Traction Power Equipment | PWR/TPE/P/005 | Disconnecting Switch (DS) / Control Circuit | PWR/TPE/C/003 | Disconnecting Switch Fault | PWR/TPE/R/007 | Others
PWR/TPE | DC Traction Power Equipment | PWR/TPE/P/005 | Disconnecting Switch (DS) / Control Circuit | PWR/TPE/C/001 | Contactor faulty | PWR/TPE/R/001 | Replace
PWR/TPE | DC Traction Power Equipment | PWR/TPE/P/005 | Disconnecting Switch (DS) / Control Circuit | PWR/TPE/C/001 | Contactor faulty | PWR/TPE/R/002 | Adjust
PWR/TPE | DC Traction Power Equipment | PWR/TPE/P/005 | Disconnecting Switch (DS) / Control Circuit | PWR/TPE/C/001 | Contactor faulty | PWR/TPE/R/003 | Reset
PWR/TPE | DC Traction Power Equipment | PWR/TPE/P/005 | Disconnecting Switch (DS) / Control Circuit | PWR/TPE/C/001 | Contactor faulty | PWR/TPE/R/004 | Top Up
PWR/TPE | DC Traction Power Equipment | PWR/TPE/P/005 | Disconnecting Switch (DS) / Control Circuit | PWR/TPE/C/001 | Contactor faulty | PWR/TPE/R/005 | Check and Secure
PWR/TPE | DC Traction Power Equipment | PWR/TPE/P/005 | Disconnecting Switch (DS) / Control Circuit | PWR/TPE/C/001 | Contactor faulty | PWR/TPE/R/006 | Restart
PWR/TPE | DC Traction Power Equipment | PWR/TPE/P/005 | Disconnecting Switch (DS) / Control Circuit | PWR/TPE/C/001 | Contactor faulty | PWR/TPE/R/007 | Others
PWR/CTRLEQ | Control Equipment | PWR/CTRLEQ/P/003 | Negative Cubicle (NC) / Isolating Switch (IS) | PWR/CTRLEQ/C/006 | Isolating Switch Fault | PWR/CTRLEQ/R/001 | Replace
PWR/CTRLEQ | Control Equipment | PWR/CTRLEQ/P/003 | Negative Cubicle (NC) / Isolating Switch (IS) | PWR/CTRLEQ/C/006 | Isolating Switch Fault | PWR/CTRLEQ/R/002 | Adjust
PWR/CTRLEQ | Control Equipment | PWR/CTRLEQ/P/003 | Negative Cubicle (NC) / Isolating Switch (IS) | PWR/CTRLEQ/C/006 | Isolating Switch Fault | PWR/CTRLEQ/R/003 | Reset
PWR/CTRLEQ | Control Equipment | PWR/CTRLEQ/P/003 | Negative Cubicle (NC) / Isolating Switch (IS) | PWR/CTRLEQ/C/006 | Isolating Switch Fault | PWR/CTRLEQ/R/004 | Top Up
PWR/CTRLEQ | Control Equipment | PWR/CTRLEQ/P/003 | Negative Cubicle (NC) / Isolating Switch (IS) | PWR/CTRLEQ/C/006 | Isolating Switch Fault | PWR/CTRLEQ/R/005 | Check and Secure
PWR/CTRLEQ | Control Equipment | PWR/CTRLEQ/P/003 | Negative Cubicle (NC) / Isolating Switch (IS) | PWR/CTRLEQ/C/006 | Isolating Switch Fault | PWR/CTRLEQ/R/006 | Restart
PWR/CTRLEQ | Control Equipment | PWR/CTRLEQ/P/003 | Negative Cubicle (NC) / Isolating Switch (IS) | PWR/CTRLEQ/C/006 | Isolating Switch Fault | PWR/CTRLEQ/R/007 | Others
PWR/CTRLEQ | Control Equipment | PWR/CTRLEQ/P/003 | Negative Cubicle (NC) / Isolating Switch (IS) | PWR/CTRLEQ/C/002 | Control Source Fault | PWR/CTRLEQ/R/001 | Replace
PWR/CTRLEQ | Control Equipment | PWR/CTRLEQ/P/003 | Negative Cubicle (NC) / Isolating Switch (IS) | PWR/CTRLEQ/C/002 | Control Source Fault | PWR/CTRLEQ/R/002 | Adjust
PWR/CTRLEQ | Control Equipment | PWR/CTRLEQ/P/003 | Negative Cubicle (NC) / Isolating Switch (IS) | PWR/CTRLEQ/C/002 | Control Source Fault | PWR/CTRLEQ/R/003 | Reset
PWR/CTRLEQ | Control Equipment | PWR/CTRLEQ/P/003 | Negative Cubicle (NC) / Isolating Switch (IS) | PWR/CTRLEQ/C/002 | Control Source Fault | PWR/CTRLEQ/R/004 | Top Up
PWR/CTRLEQ | Control Equipment | PWR/CTRLEQ/P/003 | Negative Cubicle (NC) / Isolating Switch (IS) | PWR/CTRLEQ/C/002 | Control Source Fault | PWR/CTRLEQ/R/005 | Check and Secure
PWR/CTRLEQ | Control Equipment | PWR/CTRLEQ/P/003 | Negative Cubicle (NC) / Isolating Switch (IS) | PWR/CTRLEQ/C/002 | Control Source Fault | PWR/CTRLEQ/R/006 | Restart
PWR/CTRLEQ | Control Equipment | PWR/CTRLEQ/P/003 | Negative Cubicle (NC) / Isolating Switch (IS) | PWR/CTRLEQ/C/002 | Control Source Fault | PWR/CTRLEQ/R/007 | Others
PWR/TPE | DC Traction Power Equipment | PWR/TPE/P/013 | Stray Current Drainage Cubicle (SCDC) | PWR/TPE/C/014 | Stray Current Drainage Cubicle Fault | PWR/TPE/R/001 | Replace
PWR/TPE | DC Traction Power Equipment | PWR/TPE/P/013 | Stray Current Drainage Cubicle (SCDC) | PWR/TPE/C/014 | Stray Current Drainage Cubicle Fault | PWR/TPE/R/002 | Adjust
PWR/TPE | DC Traction Power Equipment | PWR/TPE/P/013 | Stray Current Drainage Cubicle (SCDC) | PWR/TPE/C/014 | Stray Current Drainage Cubicle Fault | PWR/TPE/R/003 | Reset
PWR/TPE | DC Traction Power Equipment | PWR/TPE/P/013 | Stray Current Drainage Cubicle (SCDC) | PWR/TPE/C/014 | Stray Current Drainage Cubicle Fault | PWR/TPE/R/004 | Top Up
PWR/TPE | DC Traction Power Equipment | PWR/TPE/P/013 | Stray Current Drainage Cubicle (SCDC) | PWR/TPE/C/014 | Stray Current Drainage Cubicle Fault | PWR/TPE/R/005 | Check and Secure
PWR/TPE | DC Traction Power Equipment | PWR/TPE/P/013 | Stray Current Drainage Cubicle (SCDC) | PWR/TPE/C/014 | Stray Current Drainage Cubicle Fault | PWR/TPE/R/006 | Restart
PWR/TPE | DC Traction Power Equipment | PWR/TPE/P/013 | Stray Current Drainage Cubicle (SCDC) | PWR/TPE/C/014 | Stray Current Drainage Cubicle Fault | PWR/TPE/R/007 | Others
PWR/TPE | DC Traction Power Equipment | PWR/TPE/P/015 | Voltage Limiting Device (VLD) / Protection Relay (PRL) | PWR/TPE/C/009 | Protection Relay Fault | PWR/TPE/R/001 | Replace
PWR/TPE | DC Traction Power Equipment | PWR/TPE/P/015 | Voltage Limiting Device (VLD) / Protection Relay (PRL) | PWR/TPE/C/009 | Protection Relay Fault | PWR/TPE/R/002 | Adjust
PWR/TPE | DC Traction Power Equipment | PWR/TPE/P/015 | Voltage Limiting Device (VLD) / Protection Relay (PRL) | PWR/TPE/C/009 | Protection Relay Fault | PWR/TPE/R/003 | Reset
PWR/TPE | DC Traction Power Equipment | PWR/TPE/P/015 | Voltage Limiting Device (VLD) / Protection Relay (PRL) | PWR/TPE/C/009 | Protection Relay Fault | PWR/TPE/R/004 | Top Up
PWR/TPE | DC Traction Power Equipment | PWR/TPE/P/015 | Voltage Limiting Device (VLD) / Protection Relay (PRL) | PWR/TPE/C/009 | Protection Relay Fault | PWR/TPE/R/005 | Check and Secure
PWR/TPE | DC Traction Power Equipment | PWR/TPE/P/015 | Voltage Limiting Device (VLD) / Protection Relay (PRL) | PWR/TPE/C/009 | Protection Relay Fault | PWR/TPE/R/006 | Restart
PWR/TPE | DC Traction Power Equipment | PWR/TPE/P/015 | Voltage Limiting Device (VLD) / Protection Relay (PRL) | PWR/TPE/C/009 | Protection Relay Fault | PWR/TPE/R/007 | Others
PWR/TPE | DC Traction Power Equipment | PWR/TPE/P/014 | Voltage Limiting Device (VLD) / Isolating Switch (IS) | PWR/TPE/C/004 | Isolating Switch Fault | PWR/TPE/R/001 | Replace
PWR/TPE | DC Traction Power Equipment | PWR/TPE/P/014 | Voltage Limiting Device (VLD) / Isolating Switch (IS) | PWR/TPE/C/004 | Isolating Switch Fault | PWR/TPE/R/002 | Adjust
PWR/TPE | DC Traction Power Equipment | PWR/TPE/P/014 | Voltage Limiting Device (VLD) / Isolating Switch (IS) | PWR/TPE/C/004 | Isolating Switch Fault | PWR/TPE/R/003 | Reset
PWR/TPE | DC Traction Power Equipment | PWR/TPE/P/014 | Voltage Limiting Device (VLD) / Isolating Switch (IS) | PWR/TPE/C/004 | Isolating Switch Fault | PWR/TPE/R/004 | Top Up
PWR/TPE | DC Traction Power Equipment | PWR/TPE/P/014 | Voltage Limiting Device (VLD) / Isolating Switch (IS) | PWR/TPE/C/004 | Isolating Switch Fault | PWR/TPE/R/005 | Check and Secure
PWR/TPE | DC Traction Power Equipment | PWR/TPE/P/014 | Voltage Limiting Device (VLD) / Isolating Switch (IS) | PWR/TPE/C/004 | Isolating Switch Fault | PWR/TPE/R/006 | Restart
PWR/TPE | DC Traction Power Equipment | PWR/TPE/P/014 | Voltage Limiting Device (VLD) / Isolating Switch (IS) | PWR/TPE/C/004 | Isolating Switch Fault | PWR/TPE/R/007 | Others
PWR/TPE | DC Traction Power Equipment | PWR/TPE/P/016 | Voltage Limiting Device (VLD) / Voltage Transducer (VTD) | PWR/TPE/C/016 | Voltage Transducer Fault | PWR/TPE/R/001 | Replace
PWR/TPE | DC Traction Power Equipment | PWR/TPE/P/016 | Voltage Limiting Device (VLD) / Voltage Transducer (VTD) | PWR/TPE/C/016 | Voltage Transducer Fault | PWR/TPE/R/002 | Adjust
PWR/TPE | DC Traction Power Equipment | PWR/TPE/P/016 | Voltage Limiting Device (VLD) / Voltage Transducer (VTD) | PWR/TPE/C/016 | Voltage Transducer Fault | PWR/TPE/R/003 | Reset
PWR/TPE | DC Traction Power Equipment | PWR/TPE/P/016 | Voltage Limiting Device (VLD) / Voltage Transducer (VTD) | PWR/TPE/C/016 | Voltage Transducer Fault | PWR/TPE/R/004 | Top Up
PWR/TPE | DC Traction Power Equipment | PWR/TPE/P/016 | Voltage Limiting Device (VLD) / Voltage Transducer (VTD) | PWR/TPE/C/016 | Voltage Transducer Fault | PWR/TPE/R/005 | Check and Secure
PWR/TPE | DC Traction Power Equipment | PWR/TPE/P/016 | Voltage Limiting Device (VLD) / Voltage Transducer (VTD) | PWR/TPE/C/016 | Voltage Transducer Fault | PWR/TPE/R/006 | Restart
PWR/TPE | DC Traction Power Equipment | PWR/TPE/P/016 | Voltage Limiting Device (VLD) / Voltage Transducer (VTD) | PWR/TPE/C/016 | Voltage Transducer Fault | PWR/TPE/R/007 | Others
PWR/TPE | DC Traction Power Equipment | PWR/TPE/P/009 | Negative Return Busbar Panel (NRBP) | PWR/TPE/C/006 | Negative Return Busbar Panel Fault | PWR/TPE/R/001 | Replace
PWR/TPE | DC Traction Power Equipment | PWR/TPE/P/009 | Negative Return Busbar Panel (NRBP) | PWR/TPE/C/006 | Negative Return Busbar Panel Fault | PWR/TPE/R/002 | Adjust
PWR/TPE | DC Traction Power Equipment | PWR/TPE/P/009 | Negative Return Busbar Panel (NRBP) | PWR/TPE/C/006 | Negative Return Busbar Panel Fault | PWR/TPE/R/003 | Reset
PWR/TPE | DC Traction Power Equipment | PWR/TPE/P/009 | Negative Return Busbar Panel (NRBP) | PWR/TPE/C/006 | Negative Return Busbar Panel Fault | PWR/TPE/R/004 | Top Up
PWR/TPE | DC Traction Power Equipment | PWR/TPE/P/009 | Negative Return Busbar Panel (NRBP) | PWR/TPE/C/006 | Negative Return Busbar Panel Fault | PWR/TPE/R/005 | Check and Secure
PWR/TPE | DC Traction Power Equipment | PWR/TPE/P/009 | Negative Return Busbar Panel (NRBP) | PWR/TPE/C/006 | Negative Return Busbar Panel Fault | PWR/TPE/R/006 | Restart
PWR/TPE | DC Traction Power Equipment | PWR/TPE/P/009 | Negative Return Busbar Panel (NRBP) | PWR/TPE/C/006 | Negative Return Busbar Panel Fault | PWR/TPE/R/007 | Others
PWR/TPE | DC Traction Power Equipment | PWR/TPE/P/011 | Sectioning DS Control Panel (SDSCP) | PWR/TPE/C/012 | Sectioning Ds Control Panel Fault | PWR/TPE/R/001 | Replace
PWR/TPE | DC Traction Power Equipment | PWR/TPE/P/011 | Sectioning DS Control Panel (SDSCP) | PWR/TPE/C/012 | Sectioning Ds Control Panel Fault | PWR/TPE/R/002 | Adjust
PWR/TPE | DC Traction Power Equipment | PWR/TPE/P/011 | Sectioning DS Control Panel (SDSCP) | PWR/TPE/C/012 | Sectioning Ds Control Panel Fault | PWR/TPE/R/003 | Reset
PWR/TPE | DC Traction Power Equipment | PWR/TPE/P/011 | Sectioning DS Control Panel (SDSCP) | PWR/TPE/C/012 | Sectioning Ds Control Panel Fault | PWR/TPE/R/004 | Top Up
PWR/TPE | DC Traction Power Equipment | PWR/TPE/P/011 | Sectioning DS Control Panel (SDSCP) | PWR/TPE/C/012 | Sectioning Ds Control Panel Fault | PWR/TPE/R/005 | Check and Secure
PWR/TPE | DC Traction Power Equipment | PWR/TPE/P/011 | Sectioning DS Control Panel (SDSCP) | PWR/TPE/C/012 | Sectioning Ds Control Panel Fault | PWR/TPE/R/006 | Restart
PWR/TPE | DC Traction Power Equipment | PWR/TPE/P/011 | Sectioning DS Control Panel (SDSCP) | PWR/TPE/C/012 | Sectioning Ds Control Panel Fault | PWR/TPE/R/007 | Others
PWR/DCEQ | DC Equipment | PWR/DCEQ/P/004 | Stinger Panel / Stinger Negative Panel (SP) / Frame Leakage Relay (FLRL) | PWR/DCEQ/C/009 | Frame Leakage Relay Fault | PWR/DCEQ/R/001 | Replace
PWR/DCEQ | DC Equipment | PWR/DCEQ/P/004 | Stinger Panel / Stinger Negative Panel (SP) / Frame Leakage Relay (FLRL) | PWR/DCEQ/C/009 | Frame Leakage Relay Fault | PWR/DCEQ/R/002 | Adjust
PWR/DCEQ | DC Equipment | PWR/DCEQ/P/004 | Stinger Panel / Stinger Negative Panel (SP) / Frame Leakage Relay (FLRL) | PWR/DCEQ/C/009 | Frame Leakage Relay Fault | PWR/DCEQ/R/003 | Reset
PWR/DCEQ | DC Equipment | PWR/DCEQ/P/004 | Stinger Panel / Stinger Negative Panel (SP) / Frame Leakage Relay (FLRL) | PWR/DCEQ/C/009 | Frame Leakage Relay Fault | PWR/DCEQ/R/004 | Top Up
PWR/DCEQ | DC Equipment | PWR/DCEQ/P/004 | Stinger Panel / Stinger Negative Panel (SP) / Frame Leakage Relay (FLRL) | PWR/DCEQ/C/009 | Frame Leakage Relay Fault | PWR/DCEQ/R/005 | Check and Secure
PWR/DCEQ | DC Equipment | PWR/DCEQ/P/004 | Stinger Panel / Stinger Negative Panel (SP) / Frame Leakage Relay (FLRL) | PWR/DCEQ/C/009 | Frame Leakage Relay Fault | PWR/DCEQ/R/006 | Restart
PWR/DCEQ | DC Equipment | PWR/DCEQ/P/004 | Stinger Panel / Stinger Negative Panel (SP) / Frame Leakage Relay (FLRL) | PWR/DCEQ/C/009 | Frame Leakage Relay Fault | PWR/DCEQ/R/007 | Others
PWR/DCEQ | DC Equipment | PWR/DCEQ/P/003 | Stinger Panel / Stinger Negative Panel (SP) / Contactor (C) | PWR/DCEQ/C/007 | Contactor Fault | PWR/DCEQ/R/001 | Replace
PWR/DCEQ | DC Equipment | PWR/DCEQ/P/003 | Stinger Panel / Stinger Negative Panel (SP) / Contactor (C) | PWR/DCEQ/C/007 | Contactor Fault | PWR/DCEQ/R/002 | Adjust
PWR/DCEQ | DC Equipment | PWR/DCEQ/P/003 | Stinger Panel / Stinger Negative Panel (SP) / Contactor (C) | PWR/DCEQ/C/007 | Contactor Fault | PWR/DCEQ/R/003 | Reset
PWR/DCEQ | DC Equipment | PWR/DCEQ/P/003 | Stinger Panel / Stinger Negative Panel (SP) / Contactor (C) | PWR/DCEQ/C/007 | Contactor Fault | PWR/DCEQ/R/004 | Top Up
PWR/DCEQ | DC Equipment | PWR/DCEQ/P/003 | Stinger Panel / Stinger Negative Panel (SP) / Contactor (C) | PWR/DCEQ/C/007 | Contactor Fault | PWR/DCEQ/R/005 | Check and Secure
PWR/DCEQ | DC Equipment | PWR/DCEQ/P/003 | Stinger Panel / Stinger Negative Panel (SP) / Contactor (C) | PWR/DCEQ/C/007 | Contactor Fault | PWR/DCEQ/R/006 | Restart
PWR/DCEQ | DC Equipment | PWR/DCEQ/P/003 | Stinger Panel / Stinger Negative Panel (SP) / Contactor (C) | PWR/DCEQ/C/007 | Contactor Fault | PWR/DCEQ/R/007 | Others
PWR/DCEQ | DC Equipment | PWR/DCEQ/P/005 | Stinger Panel / Stinger Negative Panel (SP) / Main Isolator (MI) | PWR/DCEQ/C/015 | Main Isolator Fault | PWR/DCEQ/R/001 | Replace
PWR/DCEQ | DC Equipment | PWR/DCEQ/P/005 | Stinger Panel / Stinger Negative Panel (SP) / Main Isolator (MI) | PWR/DCEQ/C/015 | Main Isolator Fault | PWR/DCEQ/R/002 | Adjust
PWR/DCEQ | DC Equipment | PWR/DCEQ/P/005 | Stinger Panel / Stinger Negative Panel (SP) / Main Isolator (MI) | PWR/DCEQ/C/015 | Main Isolator Fault | PWR/DCEQ/R/003 | Reset
PWR/DCEQ | DC Equipment | PWR/DCEQ/P/005 | Stinger Panel / Stinger Negative Panel (SP) / Main Isolator (MI) | PWR/DCEQ/C/015 | Main Isolator Fault | PWR/DCEQ/R/004 | Top Up
PWR/DCEQ | DC Equipment | PWR/DCEQ/P/005 | Stinger Panel / Stinger Negative Panel (SP) / Main Isolator (MI) | PWR/DCEQ/C/015 | Main Isolator Fault | PWR/DCEQ/R/005 | Check and Secure
PWR/DCEQ | DC Equipment | PWR/DCEQ/P/005 | Stinger Panel / Stinger Negative Panel (SP) / Main Isolator (MI) | PWR/DCEQ/C/015 | Main Isolator Fault | PWR/DCEQ/R/006 | Restart
PWR/DCEQ | DC Equipment | PWR/DCEQ/P/005 | Stinger Panel / Stinger Negative Panel (SP) / Main Isolator (MI) | PWR/DCEQ/C/015 | Main Isolator Fault | PWR/DCEQ/R/007 | Others
PWR/DCEQ | DC Equipment | PWR/DCEQ/P/006 | Stinger Panel / Stinger Negative Panel (SP) / Voltage Transducer (VTD) | PWR/DCEQ/C/026 | Voltage Transducer Fault | PWR/DCEQ/R/001 | Replace
PWR/DCEQ | DC Equipment | PWR/DCEQ/P/006 | Stinger Panel / Stinger Negative Panel (SP) / Voltage Transducer (VTD) | PWR/DCEQ/C/026 | Voltage Transducer Fault | PWR/DCEQ/R/002 | Adjust
PWR/DCEQ | DC Equipment | PWR/DCEQ/P/006 | Stinger Panel / Stinger Negative Panel (SP) / Voltage Transducer (VTD) | PWR/DCEQ/C/026 | Voltage Transducer Fault | PWR/DCEQ/R/003 | Reset
PWR/DCEQ | DC Equipment | PWR/DCEQ/P/006 | Stinger Panel / Stinger Negative Panel (SP) / Voltage Transducer (VTD) | PWR/DCEQ/C/026 | Voltage Transducer Fault | PWR/DCEQ/R/004 | Top Up
PWR/DCEQ | DC Equipment | PWR/DCEQ/P/006 | Stinger Panel / Stinger Negative Panel (SP) / Voltage Transducer (VTD) | PWR/DCEQ/C/026 | Voltage Transducer Fault | PWR/DCEQ/R/005 | Check and Secure
PWR/DCEQ | DC Equipment | PWR/DCEQ/P/006 | Stinger Panel / Stinger Negative Panel (SP) / Voltage Transducer (VTD) | PWR/DCEQ/C/026 | Voltage Transducer Fault | PWR/DCEQ/R/006 | Restart
PWR/DCEQ | DC Equipment | PWR/DCEQ/P/006 | Stinger Panel / Stinger Negative Panel (SP) / Voltage Transducer (VTD) | PWR/DCEQ/C/026 | Voltage Transducer Fault | PWR/DCEQ/R/007 | Others
PWR/TPE | DC Traction Power Equipment | PWR/TPE/P/002 | 750V/ 1500V DC Distribution Panel (DCP) / Undervoltage Relay (URL) | PWR/TPE/C/015 | Undervoltage Relay Fault | PWR/TPE/R/001 | Replace
PWR/TPE | DC Traction Power Equipment | PWR/TPE/P/002 | 750V/ 1500V DC Distribution Panel (DCP) / Undervoltage Relay (URL) | PWR/TPE/C/015 | Undervoltage Relay Fault | PWR/TPE/R/002 | Adjust
PWR/TPE | DC Traction Power Equipment | PWR/TPE/P/002 | 750V/ 1500V DC Distribution Panel (DCP) / Undervoltage Relay (URL) | PWR/TPE/C/015 | Undervoltage Relay Fault | PWR/TPE/R/003 | Reset
PWR/TPE | DC Traction Power Equipment | PWR/TPE/P/002 | 750V/ 1500V DC Distribution Panel (DCP) / Undervoltage Relay (URL) | PWR/TPE/C/015 | Undervoltage Relay Fault | PWR/TPE/R/004 | Top Up
PWR/TPE | DC Traction Power Equipment | PWR/TPE/P/002 | 750V/ 1500V DC Distribution Panel (DCP) / Undervoltage Relay (URL) | PWR/TPE/C/015 | Undervoltage Relay Fault | PWR/TPE/R/005 | Check and Secure
PWR/TPE | DC Traction Power Equipment | PWR/TPE/P/002 | 750V/ 1500V DC Distribution Panel (DCP) / Undervoltage Relay (URL) | PWR/TPE/C/015 | Undervoltage Relay Fault | PWR/TPE/R/006 | Restart
PWR/TPE | DC Traction Power Equipment | PWR/TPE/P/002 | 750V/ 1500V DC Distribution Panel (DCP) / Undervoltage Relay (URL) | PWR/TPE/C/015 | Undervoltage Relay Fault | PWR/TPE/R/007 | Others
PWR/TPE | DC Traction Power Equipment | PWR/TPE/P/001 | 750V / 1500V DC Distribution Panel (DCP) / Load Break Switch Motor (LBSM) | PWR/TPE/C/005 | Load Break Switch Motor Fault | PWR/TPE/R/001 | Replace
PWR/TPE | DC Traction Power Equipment | PWR/TPE/P/001 | 750V / 1500V DC Distribution Panel (DCP) / Load Break Switch Motor (LBSM) | PWR/TPE/C/005 | Load Break Switch Motor Fault | PWR/TPE/R/002 | Adjust
PWR/TPE | DC Traction Power Equipment | PWR/TPE/P/001 | 750V / 1500V DC Distribution Panel (DCP) / Load Break Switch Motor (LBSM) | PWR/TPE/C/005 | Load Break Switch Motor Fault | PWR/TPE/R/003 | Reset
PWR/TPE | DC Traction Power Equipment | PWR/TPE/P/001 | 750V / 1500V DC Distribution Panel (DCP) / Load Break Switch Motor (LBSM) | PWR/TPE/C/005 | Load Break Switch Motor Fault | PWR/TPE/R/004 | Top Up
PWR/TPE | DC Traction Power Equipment | PWR/TPE/P/001 | 750V / 1500V DC Distribution Panel (DCP) / Load Break Switch Motor (LBSM) | PWR/TPE/C/005 | Load Break Switch Motor Fault | PWR/TPE/R/005 | Check and Secure
PWR/TPE | DC Traction Power Equipment | PWR/TPE/P/001 | 750V / 1500V DC Distribution Panel (DCP) / Load Break Switch Motor (LBSM) | PWR/TPE/C/005 | Load Break Switch Motor Fault | PWR/TPE/R/006 | Restart
PWR/TPE | DC Traction Power Equipment | PWR/TPE/P/001 | 750V / 1500V DC Distribution Panel (DCP) / Load Break Switch Motor (LBSM) | PWR/TPE/C/005 | Load Break Switch Motor Fault | PWR/TPE/R/007 | Others
PWR/OVPD | Voltage Limiting Device / 64P Touch Voltage Protection Device | PWR/OVPD/P/002 | Over Voltage Protection Device (OVPD) / Protection Unit (PU) | PWR/OVPD/C/002 | Protection Unit Fault | PWR/OVPD/R/001 | Replace
PWR/OVPD | Voltage Limiting Device / 64P Touch Voltage Protection Device | PWR/OVPD/P/002 | Over Voltage Protection Device (OVPD) / Protection Unit (PU) | PWR/OVPD/C/002 | Protection Unit Fault | PWR/OVPD/R/002 | Adjust
PWR/OVPD | Voltage Limiting Device / 64P Touch Voltage Protection Device | PWR/OVPD/P/002 | Over Voltage Protection Device (OVPD) / Protection Unit (PU) | PWR/OVPD/C/002 | Protection Unit Fault | PWR/OVPD/R/003 | Reset
PWR/OVPD | Voltage Limiting Device / 64P Touch Voltage Protection Device | PWR/OVPD/P/002 | Over Voltage Protection Device (OVPD) / Protection Unit (PU) | PWR/OVPD/C/002 | Protection Unit Fault | PWR/OVPD/R/004 | Top Up
PWR/OVPD | Voltage Limiting Device / 64P Touch Voltage Protection Device | PWR/OVPD/P/002 | Over Voltage Protection Device (OVPD) / Protection Unit (PU) | PWR/OVPD/C/002 | Protection Unit Fault | PWR/OVPD/R/005 | Check and Secure
PWR/OVPD | Voltage Limiting Device / 64P Touch Voltage Protection Device | PWR/OVPD/P/002 | Over Voltage Protection Device (OVPD) / Protection Unit (PU) | PWR/OVPD/C/002 | Protection Unit Fault | PWR/OVPD/R/006 | Restart
PWR/OVPD | Voltage Limiting Device / 64P Touch Voltage Protection Device | PWR/OVPD/P/002 | Over Voltage Protection Device (OVPD) / Protection Unit (PU) | PWR/OVPD/C/002 | Protection Unit Fault | PWR/OVPD/R/007 | Others
PWR/OVPD | Voltage Limiting Device / 64P Touch Voltage Protection Device | PWR/OVPD/P/003 | Over Voltage Protection Device (OVPD) / Voltage Transducer (VTD) | PWR/OVPD/C/003 | Voltage Transducer Fault | PWR/OVPD/R/001 | Replace
PWR/OVPD | Voltage Limiting Device / 64P Touch Voltage Protection Device | PWR/OVPD/P/003 | Over Voltage Protection Device (OVPD) / Voltage Transducer (VTD) | PWR/OVPD/C/003 | Voltage Transducer Fault | PWR/OVPD/R/002 | Adjust
PWR/OVPD | Voltage Limiting Device / 64P Touch Voltage Protection Device | PWR/OVPD/P/003 | Over Voltage Protection Device (OVPD) / Voltage Transducer (VTD) | PWR/OVPD/C/003 | Voltage Transducer Fault | PWR/OVPD/R/003 | Reset
PWR/OVPD | Voltage Limiting Device / 64P Touch Voltage Protection Device | PWR/OVPD/P/003 | Over Voltage Protection Device (OVPD) / Voltage Transducer (VTD) | PWR/OVPD/C/003 | Voltage Transducer Fault | PWR/OVPD/R/004 | Top Up
PWR/OVPD | Voltage Limiting Device / 64P Touch Voltage Protection Device | PWR/OVPD/P/003 | Over Voltage Protection Device (OVPD) / Voltage Transducer (VTD) | PWR/OVPD/C/003 | Voltage Transducer Fault | PWR/OVPD/R/005 | Check and Secure
PWR/OVPD | Voltage Limiting Device / 64P Touch Voltage Protection Device | PWR/OVPD/P/003 | Over Voltage Protection Device (OVPD) / Voltage Transducer (VTD) | PWR/OVPD/C/003 | Voltage Transducer Fault | PWR/OVPD/R/006 | Restart
PWR/OVPD | Voltage Limiting Device / 64P Touch Voltage Protection Device | PWR/OVPD/P/003 | Over Voltage Protection Device (OVPD) / Voltage Transducer (VTD) | PWR/OVPD/C/003 | Voltage Transducer Fault | PWR/OVPD/R/007 | Others
PWR/OVPD | Voltage Limiting Device / 64P Touch Voltage Protection Device | PWR/OVPD/P/001 | Over Voltage Protection Device (OVPD) / Isolating Switch (IS) | PWR/OVPD/C/001 | Isolating Switch Fault | PWR/OVPD/R/001 | Replace
PWR/OVPD | Voltage Limiting Device / 64P Touch Voltage Protection Device | PWR/OVPD/P/001 | Over Voltage Protection Device (OVPD) / Isolating Switch (IS) | PWR/OVPD/C/001 | Isolating Switch Fault | PWR/OVPD/R/002 | Adjust
PWR/OVPD | Voltage Limiting Device / 64P Touch Voltage Protection Device | PWR/OVPD/P/001 | Over Voltage Protection Device (OVPD) / Isolating Switch (IS) | PWR/OVPD/C/001 | Isolating Switch Fault | PWR/OVPD/R/003 | Reset
PWR/OVPD | Voltage Limiting Device / 64P Touch Voltage Protection Device | PWR/OVPD/P/001 | Over Voltage Protection Device (OVPD) / Isolating Switch (IS) | PWR/OVPD/C/001 | Isolating Switch Fault | PWR/OVPD/R/004 | Top Up
PWR/OVPD | Voltage Limiting Device / 64P Touch Voltage Protection Device | PWR/OVPD/P/001 | Over Voltage Protection Device (OVPD) / Isolating Switch (IS) | PWR/OVPD/C/001 | Isolating Switch Fault | PWR/OVPD/R/005 | Check and Secure
PWR/OVPD | Voltage Limiting Device / 64P Touch Voltage Protection Device | PWR/OVPD/P/001 | Over Voltage Protection Device (OVPD) / Isolating Switch (IS) | PWR/OVPD/C/001 | Isolating Switch Fault | PWR/OVPD/R/006 | Restart
PWR/OVPD | Voltage Limiting Device / 64P Touch Voltage Protection Device | PWR/OVPD/P/001 | Over Voltage Protection Device (OVPD) / Isolating Switch (IS) | PWR/OVPD/C/001 | Isolating Switch Fault | PWR/OVPD/R/007 | Others
PWR/TPE | DC Traction Power Equipment | PWR/TPE/P/007 | Fault Voltage Monitoring Equipment (FVME) / Protection Unit (PU) | PWR/TPE/C/010 | Protection Unit Fault | PWR/TPE/R/001 | Replace
PWR/TPE | DC Traction Power Equipment | PWR/TPE/P/007 | Fault Voltage Monitoring Equipment (FVME) / Protection Unit (PU) | PWR/TPE/C/010 | Protection Unit Fault | PWR/TPE/R/002 | Adjust
PWR/TPE | DC Traction Power Equipment | PWR/TPE/P/007 | Fault Voltage Monitoring Equipment (FVME) / Protection Unit (PU) | PWR/TPE/C/010 | Protection Unit Fault | PWR/TPE/R/003 | Reset
PWR/TPE | DC Traction Power Equipment | PWR/TPE/P/007 | Fault Voltage Monitoring Equipment (FVME) / Protection Unit (PU) | PWR/TPE/C/010 | Protection Unit Fault | PWR/TPE/R/004 | Top Up
PWR/TPE | DC Traction Power Equipment | PWR/TPE/P/007 | Fault Voltage Monitoring Equipment (FVME) / Protection Unit (PU) | PWR/TPE/C/010 | Protection Unit Fault | PWR/TPE/R/005 | Check and Secure
PWR/TPE | DC Traction Power Equipment | PWR/TPE/P/007 | Fault Voltage Monitoring Equipment (FVME) / Protection Unit (PU) | PWR/TPE/C/010 | Protection Unit Fault | PWR/TPE/R/006 | Restart
PWR/TPE | DC Traction Power Equipment | PWR/TPE/P/007 | Fault Voltage Monitoring Equipment (FVME) / Protection Unit (PU) | PWR/TPE/C/010 | Protection Unit Fault | PWR/TPE/R/007 | Others
PWR/TPE | DC Traction Power Equipment | PWR/TPE/P/008 | Fault Voltage Monitoring Equipment (FVME) / Voltage Transducer (VTD) | PWR/TPE/C/016 | Voltage Transducer Fault | PWR/TPE/R/001 | Replace
PWR/TPE | DC Traction Power Equipment | PWR/TPE/P/008 | Fault Voltage Monitoring Equipment (FVME) / Voltage Transducer (VTD) | PWR/TPE/C/016 | Voltage Transducer Fault | PWR/TPE/R/002 | Adjust
PWR/TPE | DC Traction Power Equipment | PWR/TPE/P/008 | Fault Voltage Monitoring Equipment (FVME) / Voltage Transducer (VTD) | PWR/TPE/C/016 | Voltage Transducer Fault | PWR/TPE/R/003 | Reset
PWR/TPE | DC Traction Power Equipment | PWR/TPE/P/008 | Fault Voltage Monitoring Equipment (FVME) / Voltage Transducer (VTD) | PWR/TPE/C/016 | Voltage Transducer Fault | PWR/TPE/R/004 | Top Up
PWR/TPE | DC Traction Power Equipment | PWR/TPE/P/008 | Fault Voltage Monitoring Equipment (FVME) / Voltage Transducer (VTD) | PWR/TPE/C/016 | Voltage Transducer Fault | PWR/TPE/R/005 | Check and Secure
PWR/TPE | DC Traction Power Equipment | PWR/TPE/P/008 | Fault Voltage Monitoring Equipment (FVME) / Voltage Transducer (VTD) | PWR/TPE/C/016 | Voltage Transducer Fault | PWR/TPE/R/006 | Restart
PWR/TPE | DC Traction Power Equipment | PWR/TPE/P/008 | Fault Voltage Monitoring Equipment (FVME) / Voltage Transducer (VTD) | PWR/TPE/C/016 | Voltage Transducer Fault | PWR/TPE/R/007 | Others
PWR/TPE | DC Traction Power Equipment | PWR/TPE/P/006 | Fault Voltage Monitoring Equipment (FVME) / Isolating Switch (IS) | PWR/TPE/C/004 | Isolating Switch Fault | PWR/TPE/R/001 | Replace
PWR/TPE | DC Traction Power Equipment | PWR/TPE/P/006 | Fault Voltage Monitoring Equipment (FVME) / Isolating Switch (IS) | PWR/TPE/C/004 | Isolating Switch Fault | PWR/TPE/R/002 | Adjust
PWR/TPE | DC Traction Power Equipment | PWR/TPE/P/006 | Fault Voltage Monitoring Equipment (FVME) / Isolating Switch (IS) | PWR/TPE/C/004 | Isolating Switch Fault | PWR/TPE/R/003 | Reset
PWR/TPE | DC Traction Power Equipment | PWR/TPE/P/006 | Fault Voltage Monitoring Equipment (FVME) / Isolating Switch (IS) | PWR/TPE/C/004 | Isolating Switch Fault | PWR/TPE/R/004 | Top Up
PWR/TPE | DC Traction Power Equipment | PWR/TPE/P/006 | Fault Voltage Monitoring Equipment (FVME) / Isolating Switch (IS) | PWR/TPE/C/004 | Isolating Switch Fault | PWR/TPE/R/005 | Check and Secure
PWR/TPE | DC Traction Power Equipment | PWR/TPE/P/006 | Fault Voltage Monitoring Equipment (FVME) / Isolating Switch (IS) | PWR/TPE/C/004 | Isolating Switch Fault | PWR/TPE/R/006 | Restart
PWR/TPE | DC Traction Power Equipment | PWR/TPE/P/006 | Fault Voltage Monitoring Equipment (FVME) / Isolating Switch (IS) | PWR/TPE/C/004 | Isolating Switch Fault | PWR/TPE/R/007 | Others
PWR/DBLCON | Double Converter Equipment | PWR/DBLCON/P/002 | Double Converter / Double Converter Rectifier / Double Converter Inverter (DC) / IGBT (IGBT) | PWR/DBLCON/C/004 | IGBT Fault | PWR/DBLCON/R/001 | Replace
PWR/DBLCON | Double Converter Equipment | PWR/DBLCON/P/002 | Double Converter / Double Converter Rectifier / Double Converter Inverter (DC) / IGBT (IGBT) | PWR/DBLCON/C/004 | IGBT Fault | PWR/DBLCON/R/002 | Adjust
PWR/DBLCON | Double Converter Equipment | PWR/DBLCON/P/002 | Double Converter / Double Converter Rectifier / Double Converter Inverter (DC) / IGBT (IGBT) | PWR/DBLCON/C/004 | IGBT Fault | PWR/DBLCON/R/003 | Reset
PWR/DBLCON | Double Converter Equipment | PWR/DBLCON/P/002 | Double Converter / Double Converter Rectifier / Double Converter Inverter (DC) / IGBT (IGBT) | PWR/DBLCON/C/004 | IGBT Fault | PWR/DBLCON/R/004 | Top Up
PWR/DBLCON | Double Converter Equipment | PWR/DBLCON/P/002 | Double Converter / Double Converter Rectifier / Double Converter Inverter (DC) / IGBT (IGBT) | PWR/DBLCON/C/004 | IGBT Fault | PWR/DBLCON/R/005 | Check and Secure
PWR/DBLCON | Double Converter Equipment | PWR/DBLCON/P/002 | Double Converter / Double Converter Rectifier / Double Converter Inverter (DC) / IGBT (IGBT) | PWR/DBLCON/C/004 | IGBT Fault | PWR/DBLCON/R/006 | Restart
PWR/DBLCON | Double Converter Equipment | PWR/DBLCON/P/002 | Double Converter / Double Converter Rectifier / Double Converter Inverter (DC) / IGBT (IGBT) | PWR/DBLCON/C/004 | IGBT Fault | PWR/DBLCON/R/007 | Others
PWR/DBLCON | Double Converter Equipment | PWR/DBLCON/P/004 | Double Converter / Double Converter Rectifier / Double Converter Inverter (DC) / Thyristor (THY) | PWR/DBLCON/C/008 | Thyristor Fault | PWR/DBLCON/R/001 | Replace
PWR/DBLCON | Double Converter Equipment | PWR/DBLCON/P/004 | Double Converter / Double Converter Rectifier / Double Converter Inverter (DC) / Thyristor (THY) | PWR/DBLCON/C/008 | Thyristor Fault | PWR/DBLCON/R/002 | Adjust
PWR/DBLCON | Double Converter Equipment | PWR/DBLCON/P/004 | Double Converter / Double Converter Rectifier / Double Converter Inverter (DC) / Thyristor (THY) | PWR/DBLCON/C/008 | Thyristor Fault | PWR/DBLCON/R/003 | Reset
PWR/DBLCON | Double Converter Equipment | PWR/DBLCON/P/004 | Double Converter / Double Converter Rectifier / Double Converter Inverter (DC) / Thyristor (THY) | PWR/DBLCON/C/008 | Thyristor Fault | PWR/DBLCON/R/004 | Top Up
PWR/DBLCON | Double Converter Equipment | PWR/DBLCON/P/004 | Double Converter / Double Converter Rectifier / Double Converter Inverter (DC) / Thyristor (THY) | PWR/DBLCON/C/008 | Thyristor Fault | PWR/DBLCON/R/005 | Check and Secure
PWR/DBLCON | Double Converter Equipment | PWR/DBLCON/P/004 | Double Converter / Double Converter Rectifier / Double Converter Inverter (DC) / Thyristor (THY) | PWR/DBLCON/C/008 | Thyristor Fault | PWR/DBLCON/R/006 | Restart
PWR/DBLCON | Double Converter Equipment | PWR/DBLCON/P/004 | Double Converter / Double Converter Rectifier / Double Converter Inverter (DC) / Thyristor (THY) | PWR/DBLCON/C/008 | Thyristor Fault | PWR/DBLCON/R/007 | Others
PWR/DBLCON | Double Converter Equipment | PWR/DBLCON/P/001 | Double Converter / Double Converter Rectifier / Double Converter Inverter (DC) / Hall CT (HCT) | PWR/DBLCON/C/003 | Hall CT Fault | PWR/DBLCON/R/001 | Replace
PWR/DBLCON | Double Converter Equipment | PWR/DBLCON/P/001 | Double Converter / Double Converter Rectifier / Double Converter Inverter (DC) / Hall CT (HCT) | PWR/DBLCON/C/003 | Hall CT Fault | PWR/DBLCON/R/002 | Adjust
PWR/DBLCON | Double Converter Equipment | PWR/DBLCON/P/001 | Double Converter / Double Converter Rectifier / Double Converter Inverter (DC) / Hall CT (HCT) | PWR/DBLCON/C/003 | Hall CT Fault | PWR/DBLCON/R/003 | Reset
PWR/DBLCON | Double Converter Equipment | PWR/DBLCON/P/001 | Double Converter / Double Converter Rectifier / Double Converter Inverter (DC) / Hall CT (HCT) | PWR/DBLCON/C/003 | Hall CT Fault | PWR/DBLCON/R/004 | Top Up
PWR/DBLCON | Double Converter Equipment | PWR/DBLCON/P/001 | Double Converter / Double Converter Rectifier / Double Converter Inverter (DC) / Hall CT (HCT) | PWR/DBLCON/C/003 | Hall CT Fault | PWR/DBLCON/R/005 | Check and Secure
PWR/DBLCON | Double Converter Equipment | PWR/DBLCON/P/001 | Double Converter / Double Converter Rectifier / Double Converter Inverter (DC) / Hall CT (HCT) | PWR/DBLCON/C/003 | Hall CT Fault | PWR/DBLCON/R/006 | Restart
PWR/DBLCON | Double Converter Equipment | PWR/DBLCON/P/001 | Double Converter / Double Converter Rectifier / Double Converter Inverter (DC) / Hall CT (HCT) | PWR/DBLCON/C/003 | Hall CT Fault | PWR/DBLCON/R/007 | Others
PWR/DBLCON | Double Converter Equipment | PWR/DBLCON/P/003 | Double Converter / Double Converter Rectifier / Double Converter Inverter (DC) / MCCB with Motor Drive (MCCB) | PWR/DBLCON/C/005 | Mccb With Motor Drive Fault | PWR/DBLCON/R/001 | Replace
PWR/DBLCON | Double Converter Equipment | PWR/DBLCON/P/003 | Double Converter / Double Converter Rectifier / Double Converter Inverter (DC) / MCCB with Motor Drive (MCCB) | PWR/DBLCON/C/005 | Mccb With Motor Drive Fault | PWR/DBLCON/R/002 | Adjust
PWR/DBLCON | Double Converter Equipment | PWR/DBLCON/P/003 | Double Converter / Double Converter Rectifier / Double Converter Inverter (DC) / MCCB with Motor Drive (MCCB) | PWR/DBLCON/C/005 | Mccb With Motor Drive Fault | PWR/DBLCON/R/003 | Reset
PWR/DBLCON | Double Converter Equipment | PWR/DBLCON/P/003 | Double Converter / Double Converter Rectifier / Double Converter Inverter (DC) / MCCB with Motor Drive (MCCB) | PWR/DBLCON/C/005 | Mccb With Motor Drive Fault | PWR/DBLCON/R/004 | Top Up
PWR/DBLCON | Double Converter Equipment | PWR/DBLCON/P/003 | Double Converter / Double Converter Rectifier / Double Converter Inverter (DC) / MCCB with Motor Drive (MCCB) | PWR/DBLCON/C/005 | Mccb With Motor Drive Fault | PWR/DBLCON/R/005 | Check and Secure
PWR/DBLCON | Double Converter Equipment | PWR/DBLCON/P/003 | Double Converter / Double Converter Rectifier / Double Converter Inverter (DC) / MCCB with Motor Drive (MCCB) | PWR/DBLCON/C/005 | Mccb With Motor Drive Fault | PWR/DBLCON/R/006 | Restart
PWR/DBLCON | Double Converter Equipment | PWR/DBLCON/P/003 | Double Converter / Double Converter Rectifier / Double Converter Inverter (DC) / MCCB with Motor Drive (MCCB) | PWR/DBLCON/C/005 | Mccb With Motor Drive Fault | PWR/DBLCON/R/007 | Others
PWR/DBLCON | Double Converter Equipment | PWR/DBLCON/P/005 | Double Converter Control Panel (DCCP) | PWR/DBLCON/C/001 | Double Converter Control Panel | PWR/DBLCON/R/001 | Replace
PWR/DBLCON | Double Converter Equipment | PWR/DBLCON/P/005 | Double Converter Control Panel (DCCP) | PWR/DBLCON/C/001 | Double Converter Control Panel | PWR/DBLCON/R/002 | Adjust
PWR/DBLCON | Double Converter Equipment | PWR/DBLCON/P/005 | Double Converter Control Panel (DCCP) | PWR/DBLCON/C/001 | Double Converter Control Panel | PWR/DBLCON/R/003 | Reset
PWR/DBLCON | Double Converter Equipment | PWR/DBLCON/P/005 | Double Converter Control Panel (DCCP) | PWR/DBLCON/C/001 | Double Converter Control Panel | PWR/DBLCON/R/004 | Top Up
PWR/DBLCON | Double Converter Equipment | PWR/DBLCON/P/005 | Double Converter Control Panel (DCCP) | PWR/DBLCON/C/001 | Double Converter Control Panel | PWR/DBLCON/R/005 | Check and Secure
PWR/DBLCON | Double Converter Equipment | PWR/DBLCON/P/005 | Double Converter Control Panel (DCCP) | PWR/DBLCON/C/001 | Double Converter Control Panel | PWR/DBLCON/R/006 | Restart
PWR/DBLCON | Double Converter Equipment | PWR/DBLCON/P/005 | Double Converter Control Panel (DCCP) | PWR/DBLCON/C/001 | Double Converter Control Panel | PWR/DBLCON/R/007 | Others
PWR/DBLCON | Double Converter Equipment | PWR/DBLCON/P/006 | Double Converter Filter Panel (DCFP) | PWR/DBLCON/C/002 | Double Converter Filter Panel Fault | PWR/DBLCON/R/001 | Replace
PWR/DBLCON | Double Converter Equipment | PWR/DBLCON/P/006 | Double Converter Filter Panel (DCFP) | PWR/DBLCON/C/002 | Double Converter Filter Panel Fault | PWR/DBLCON/R/002 | Adjust
PWR/DBLCON | Double Converter Equipment | PWR/DBLCON/P/006 | Double Converter Filter Panel (DCFP) | PWR/DBLCON/C/002 | Double Converter Filter Panel Fault | PWR/DBLCON/R/003 | Reset
PWR/DBLCON | Double Converter Equipment | PWR/DBLCON/P/006 | Double Converter Filter Panel (DCFP) | PWR/DBLCON/C/002 | Double Converter Filter Panel Fault | PWR/DBLCON/R/004 | Top Up
PWR/DBLCON | Double Converter Equipment | PWR/DBLCON/P/006 | Double Converter Filter Panel (DCFP) | PWR/DBLCON/C/002 | Double Converter Filter Panel Fault | PWR/DBLCON/R/005 | Check and Secure
PWR/DBLCON | Double Converter Equipment | PWR/DBLCON/P/006 | Double Converter Filter Panel (DCFP) | PWR/DBLCON/C/002 | Double Converter Filter Panel Fault | PWR/DBLCON/R/006 | Restart
PWR/DBLCON | Double Converter Equipment | PWR/DBLCON/P/006 | Double Converter Filter Panel (DCFP) | PWR/DBLCON/C/002 | Double Converter Filter Panel Fault | PWR/DBLCON/R/007 | Others
PWR/TPE | DC Traction Power Equipment | PWR/TPE/P/003 | DC Cable (DCCAB) / DC Cable (DCCAB) | PWR/TPE/C/002 | DC Cable Fault | PWR/TPE/R/001 | Replace
PWR/TPE | DC Traction Power Equipment | PWR/TPE/P/003 | DC Cable (DCCAB) / DC Cable (DCCAB) | PWR/TPE/C/002 | DC Cable Fault | PWR/TPE/R/002 | Adjust
PWR/TPE | DC Traction Power Equipment | PWR/TPE/P/003 | DC Cable (DCCAB) / DC Cable (DCCAB) | PWR/TPE/C/002 | DC Cable Fault | PWR/TPE/R/003 | Reset
PWR/TPE | DC Traction Power Equipment | PWR/TPE/P/003 | DC Cable (DCCAB) / DC Cable (DCCAB) | PWR/TPE/C/002 | DC Cable Fault | PWR/TPE/R/004 | Top Up
PWR/TPE | DC Traction Power Equipment | PWR/TPE/P/003 | DC Cable (DCCAB) / DC Cable (DCCAB) | PWR/TPE/C/002 | DC Cable Fault | PWR/TPE/R/005 | Check and Secure
PWR/TPE | DC Traction Power Equipment | PWR/TPE/P/003 | DC Cable (DCCAB) / DC Cable (DCCAB) | PWR/TPE/C/002 | DC Cable Fault | PWR/TPE/R/006 | Restart
PWR/TPE | DC Traction Power Equipment | PWR/TPE/P/003 | DC Cable (DCCAB) / DC Cable (DCCAB) | PWR/TPE/C/002 | DC Cable Fault | PWR/TPE/R/007 | Others
PWR/TPE | DC Traction Power Equipment | PWR/TPE/P/004 | DCCP / PLC | PWR/TPE/C/008 | Power Supply Unit Fault | PWR/TPE/R/001 | Replace
PWR/TPE | DC Traction Power Equipment | PWR/TPE/P/004 | DCCP / PLC | PWR/TPE/C/008 | Power Supply Unit Fault | PWR/TPE/R/002 | Adjust
PWR/TPE | DC Traction Power Equipment | PWR/TPE/P/004 | DCCP / PLC | PWR/TPE/C/008 | Power Supply Unit Fault | PWR/TPE/R/003 | Reset
PWR/TPE | DC Traction Power Equipment | PWR/TPE/P/004 | DCCP / PLC | PWR/TPE/C/008 | Power Supply Unit Fault | PWR/TPE/R/004 | Top Up
PWR/TPE | DC Traction Power Equipment | PWR/TPE/P/004 | DCCP / PLC | PWR/TPE/C/008 | Power Supply Unit Fault | PWR/TPE/R/005 | Check and Secure
PWR/TPE | DC Traction Power Equipment | PWR/TPE/P/004 | DCCP / PLC | PWR/TPE/C/008 | Power Supply Unit Fault | PWR/TPE/R/006 | Restart
PWR/TPE | DC Traction Power Equipment | PWR/TPE/P/004 | DCCP / PLC | PWR/TPE/C/008 | Power Supply Unit Fault | PWR/TPE/R/007 | Others
PWR/CTRLEQ | Control Equipment | PWR/CTRLEQ/P/002 | Microprocessor Based Communicator Controller (MBCC) / 22kV | PWR/CTRLEQ/C/004 | CPU Fault (Replacement/Reset) | PWR/CTRLEQ/R/001 | Replace
PWR/CTRLEQ | Control Equipment | PWR/CTRLEQ/P/002 | Microprocessor Based Communicator Controller (MBCC) / 22kV | PWR/CTRLEQ/C/004 | CPU Fault (Replacement/Reset) | PWR/CTRLEQ/R/002 | Adjust
PWR/CTRLEQ | Control Equipment | PWR/CTRLEQ/P/002 | Microprocessor Based Communicator Controller (MBCC) / 22kV | PWR/CTRLEQ/C/004 | CPU Fault (Replacement/Reset) | PWR/CTRLEQ/R/003 | Reset
PWR/CTRLEQ | Control Equipment | PWR/CTRLEQ/P/002 | Microprocessor Based Communicator Controller (MBCC) / 22kV | PWR/CTRLEQ/C/004 | CPU Fault (Replacement/Reset) | PWR/CTRLEQ/R/004 | Top Up
PWR/CTRLEQ | Control Equipment | PWR/CTRLEQ/P/002 | Microprocessor Based Communicator Controller (MBCC) / 22kV | PWR/CTRLEQ/C/004 | CPU Fault (Replacement/Reset) | PWR/CTRLEQ/R/005 | Check and Secure
PWR/CTRLEQ | Control Equipment | PWR/CTRLEQ/P/002 | Microprocessor Based Communicator Controller (MBCC) / 22kV | PWR/CTRLEQ/C/004 | CPU Fault (Replacement/Reset) | PWR/CTRLEQ/R/006 | Restart
PWR/CTRLEQ | Control Equipment | PWR/CTRLEQ/P/002 | Microprocessor Based Communicator Controller (MBCC) / 22kV | PWR/CTRLEQ/C/004 | CPU Fault (Replacement/Reset) | PWR/CTRLEQ/R/007 | Others
PWR/CTRLEQ | Control Equipment | PWR/CTRLEQ/P/002 | Microprocessor Based Communicator Controller (MBCC) / 22kV | PWR/CTRLEQ/C/009 | Spabus Modem Fault | PWR/CTRLEQ/R/001 | Replace
PWR/CTRLEQ | Control Equipment | PWR/CTRLEQ/P/002 | Microprocessor Based Communicator Controller (MBCC) / 22kV | PWR/CTRLEQ/C/009 | Spabus Modem Fault | PWR/CTRLEQ/R/002 | Adjust
PWR/CTRLEQ | Control Equipment | PWR/CTRLEQ/P/002 | Microprocessor Based Communicator Controller (MBCC) / 22kV | PWR/CTRLEQ/C/009 | Spabus Modem Fault | PWR/CTRLEQ/R/003 | Reset
PWR/CTRLEQ | Control Equipment | PWR/CTRLEQ/P/002 | Microprocessor Based Communicator Controller (MBCC) / 22kV | PWR/CTRLEQ/C/009 | Spabus Modem Fault | PWR/CTRLEQ/R/004 | Top Up
PWR/CTRLEQ | Control Equipment | PWR/CTRLEQ/P/002 | Microprocessor Based Communicator Controller (MBCC) / 22kV | PWR/CTRLEQ/C/009 | Spabus Modem Fault | PWR/CTRLEQ/R/005 | Check and Secure
PWR/CTRLEQ | Control Equipment | PWR/CTRLEQ/P/002 | Microprocessor Based Communicator Controller (MBCC) / 22kV | PWR/CTRLEQ/C/009 | Spabus Modem Fault | PWR/CTRLEQ/R/006 | Restart
PWR/CTRLEQ | Control Equipment | PWR/CTRLEQ/P/002 | Microprocessor Based Communicator Controller (MBCC) / 22kV | PWR/CTRLEQ/C/009 | Spabus Modem Fault | PWR/CTRLEQ/R/007 | Others
PWR/CTRLEQ | Control Equipment | PWR/CTRLEQ/P/002 | Microprocessor Based Communicator Controller (MBCC) / 22kV | PWR/CTRLEQ/C/008 | Software Fault | PWR/CTRLEQ/R/001 | Replace
PWR/CTRLEQ | Control Equipment | PWR/CTRLEQ/P/002 | Microprocessor Based Communicator Controller (MBCC) / 22kV | PWR/CTRLEQ/C/008 | Software Fault | PWR/CTRLEQ/R/002 | Adjust
PWR/CTRLEQ | Control Equipment | PWR/CTRLEQ/P/002 | Microprocessor Based Communicator Controller (MBCC) / 22kV | PWR/CTRLEQ/C/008 | Software Fault | PWR/CTRLEQ/R/003 | Reset
PWR/CTRLEQ | Control Equipment | PWR/CTRLEQ/P/002 | Microprocessor Based Communicator Controller (MBCC) / 22kV | PWR/CTRLEQ/C/008 | Software Fault | PWR/CTRLEQ/R/004 | Top Up
PWR/CTRLEQ | Control Equipment | PWR/CTRLEQ/P/002 | Microprocessor Based Communicator Controller (MBCC) / 22kV | PWR/CTRLEQ/C/008 | Software Fault | PWR/CTRLEQ/R/005 | Check and Secure
PWR/CTRLEQ | Control Equipment | PWR/CTRLEQ/P/002 | Microprocessor Based Communicator Controller (MBCC) / 22kV | PWR/CTRLEQ/C/008 | Software Fault | PWR/CTRLEQ/R/006 | Restart
PWR/CTRLEQ | Control Equipment | PWR/CTRLEQ/P/002 | Microprocessor Based Communicator Controller (MBCC) / 22kV | PWR/CTRLEQ/C/008 | Software Fault | PWR/CTRLEQ/R/007 | Others
PWR/CTRLEQ | Control Equipment | PWR/CTRLEQ/P/002 | Microprocessor Based Communicator Controller (MBCC) / 22kV | PWR/CTRLEQ/C/003 | Cooling Unit Fault | PWR/CTRLEQ/R/001 | Replace
PWR/CTRLEQ | Control Equipment | PWR/CTRLEQ/P/002 | Microprocessor Based Communicator Controller (MBCC) / 22kV | PWR/CTRLEQ/C/003 | Cooling Unit Fault | PWR/CTRLEQ/R/002 | Adjust
PWR/CTRLEQ | Control Equipment | PWR/CTRLEQ/P/002 | Microprocessor Based Communicator Controller (MBCC) / 22kV | PWR/CTRLEQ/C/003 | Cooling Unit Fault | PWR/CTRLEQ/R/003 | Reset
PWR/CTRLEQ | Control Equipment | PWR/CTRLEQ/P/002 | Microprocessor Based Communicator Controller (MBCC) / 22kV | PWR/CTRLEQ/C/003 | Cooling Unit Fault | PWR/CTRLEQ/R/004 | Top Up
PWR/CTRLEQ | Control Equipment | PWR/CTRLEQ/P/002 | Microprocessor Based Communicator Controller (MBCC) / 22kV | PWR/CTRLEQ/C/003 | Cooling Unit Fault | PWR/CTRLEQ/R/005 | Check and Secure
PWR/CTRLEQ | Control Equipment | PWR/CTRLEQ/P/002 | Microprocessor Based Communicator Controller (MBCC) / 22kV | PWR/CTRLEQ/C/003 | Cooling Unit Fault | PWR/CTRLEQ/R/006 | Restart
PWR/CTRLEQ | Control Equipment | PWR/CTRLEQ/P/002 | Microprocessor Based Communicator Controller (MBCC) / 22kV | PWR/CTRLEQ/C/003 | Cooling Unit Fault | PWR/CTRLEQ/R/007 | Others
PWR/CTRLEQ | Control Equipment | PWR/CTRLEQ/P/002 | Microprocessor Based Communicator Controller (MBCC) / 22kV | PWR/CTRLEQ/C/007 | No Fault Found | PWR/CTRLEQ/R/001 | Replace
PWR/CTRLEQ | Control Equipment | PWR/CTRLEQ/P/002 | Microprocessor Based Communicator Controller (MBCC) / 22kV | PWR/CTRLEQ/C/007 | No Fault Found | PWR/CTRLEQ/R/002 | Adjust
PWR/CTRLEQ | Control Equipment | PWR/CTRLEQ/P/002 | Microprocessor Based Communicator Controller (MBCC) / 22kV | PWR/CTRLEQ/C/007 | No Fault Found | PWR/CTRLEQ/R/003 | Reset
PWR/CTRLEQ | Control Equipment | PWR/CTRLEQ/P/002 | Microprocessor Based Communicator Controller (MBCC) / 22kV | PWR/CTRLEQ/C/007 | No Fault Found | PWR/CTRLEQ/R/004 | Top Up
PWR/CTRLEQ | Control Equipment | PWR/CTRLEQ/P/002 | Microprocessor Based Communicator Controller (MBCC) / 22kV | PWR/CTRLEQ/C/007 | No Fault Found | PWR/CTRLEQ/R/005 | Check and Secure
PWR/CTRLEQ | Control Equipment | PWR/CTRLEQ/P/002 | Microprocessor Based Communicator Controller (MBCC) / 22kV | PWR/CTRLEQ/C/007 | No Fault Found | PWR/CTRLEQ/R/006 | Restart
PWR/CTRLEQ | Control Equipment | PWR/CTRLEQ/P/002 | Microprocessor Based Communicator Controller (MBCC) / 22kV | PWR/CTRLEQ/C/007 | No Fault Found | PWR/CTRLEQ/R/007 | Others
PWR/CTRLEQ | Control Equipment | PWR/CTRLEQ/P/002 | Microprocessor Based Communicator Controller (MBCC) / 22kV | PWR/CTRLEQ/C/005 | Fiber Converter Fault | PWR/CTRLEQ/R/001 | Replace
PWR/CTRLEQ | Control Equipment | PWR/CTRLEQ/P/002 | Microprocessor Based Communicator Controller (MBCC) / 22kV | PWR/CTRLEQ/C/005 | Fiber Converter Fault | PWR/CTRLEQ/R/002 | Adjust
PWR/CTRLEQ | Control Equipment | PWR/CTRLEQ/P/002 | Microprocessor Based Communicator Controller (MBCC) / 22kV | PWR/CTRLEQ/C/005 | Fiber Converter Fault | PWR/CTRLEQ/R/003 | Reset
PWR/CTRLEQ | Control Equipment | PWR/CTRLEQ/P/002 | Microprocessor Based Communicator Controller (MBCC) / 22kV | PWR/CTRLEQ/C/005 | Fiber Converter Fault | PWR/CTRLEQ/R/004 | Top Up
PWR/CTRLEQ | Control Equipment | PWR/CTRLEQ/P/002 | Microprocessor Based Communicator Controller (MBCC) / 22kV | PWR/CTRLEQ/C/005 | Fiber Converter Fault | PWR/CTRLEQ/R/005 | Check and Secure
PWR/CTRLEQ | Control Equipment | PWR/CTRLEQ/P/002 | Microprocessor Based Communicator Controller (MBCC) / 22kV | PWR/CTRLEQ/C/005 | Fiber Converter Fault | PWR/CTRLEQ/R/006 | Restart
PWR/CTRLEQ | Control Equipment | PWR/CTRLEQ/P/002 | Microprocessor Based Communicator Controller (MBCC) / 22kV | PWR/CTRLEQ/C/005 | Fiber Converter Fault | PWR/CTRLEQ/R/007 | Others
PWR/CTRLEQ | Control Equipment | PWR/CTRLEQ/P/002 | Microprocessor Based Communicator Controller (MBCC) / 22kV | PWR/CTRLEQ/C/010 | SSD Card faulty | PWR/CTRLEQ/R/001 | Replace
PWR/CTRLEQ | Control Equipment | PWR/CTRLEQ/P/002 | Microprocessor Based Communicator Controller (MBCC) / 22kV | PWR/CTRLEQ/C/010 | SSD Card faulty | PWR/CTRLEQ/R/002 | Adjust
PWR/CTRLEQ | Control Equipment | PWR/CTRLEQ/P/002 | Microprocessor Based Communicator Controller (MBCC) / 22kV | PWR/CTRLEQ/C/010 | SSD Card faulty | PWR/CTRLEQ/R/003 | Reset
PWR/CTRLEQ | Control Equipment | PWR/CTRLEQ/P/002 | Microprocessor Based Communicator Controller (MBCC) / 22kV | PWR/CTRLEQ/C/010 | SSD Card faulty | PWR/CTRLEQ/R/004 | Top Up
PWR/CTRLEQ | Control Equipment | PWR/CTRLEQ/P/002 | Microprocessor Based Communicator Controller (MBCC) / 22kV | PWR/CTRLEQ/C/010 | SSD Card faulty | PWR/CTRLEQ/R/005 | Check and Secure
PWR/CTRLEQ | Control Equipment | PWR/CTRLEQ/P/002 | Microprocessor Based Communicator Controller (MBCC) / 22kV | PWR/CTRLEQ/C/010 | SSD Card faulty | PWR/CTRLEQ/R/006 | Restart
PWR/CTRLEQ | Control Equipment | PWR/CTRLEQ/P/002 | Microprocessor Based Communicator Controller (MBCC) / 22kV | PWR/CTRLEQ/C/010 | SSD Card faulty | PWR/CTRLEQ/R/007 | Others
PWR/CTRLEQ | Control Equipment | PWR/CTRLEQ/P/001 | Microprocessor Based Communicator Controller (MBCC) / 1500V | PWR/CTRLEQ/C/004 | CPU Fault (Replacement/Reset) | PWR/CTRLEQ/R/001 | Replace
PWR/CTRLEQ | Control Equipment | PWR/CTRLEQ/P/001 | Microprocessor Based Communicator Controller (MBCC) / 1500V | PWR/CTRLEQ/C/004 | CPU Fault (Replacement/Reset) | PWR/CTRLEQ/R/002 | Adjust
PWR/CTRLEQ | Control Equipment | PWR/CTRLEQ/P/001 | Microprocessor Based Communicator Controller (MBCC) / 1500V | PWR/CTRLEQ/C/004 | CPU Fault (Replacement/Reset) | PWR/CTRLEQ/R/003 | Reset
PWR/CTRLEQ | Control Equipment | PWR/CTRLEQ/P/001 | Microprocessor Based Communicator Controller (MBCC) / 1500V | PWR/CTRLEQ/C/004 | CPU Fault (Replacement/Reset) | PWR/CTRLEQ/R/004 | Top Up
PWR/CTRLEQ | Control Equipment | PWR/CTRLEQ/P/001 | Microprocessor Based Communicator Controller (MBCC) / 1500V | PWR/CTRLEQ/C/004 | CPU Fault (Replacement/Reset) | PWR/CTRLEQ/R/005 | Check and Secure
PWR/CTRLEQ | Control Equipment | PWR/CTRLEQ/P/001 | Microprocessor Based Communicator Controller (MBCC) / 1500V | PWR/CTRLEQ/C/004 | CPU Fault (Replacement/Reset) | PWR/CTRLEQ/R/006 | Restart
PWR/CTRLEQ | Control Equipment | PWR/CTRLEQ/P/001 | Microprocessor Based Communicator Controller (MBCC) / 1500V | PWR/CTRLEQ/C/004 | CPU Fault (Replacement/Reset) | PWR/CTRLEQ/R/007 | Others
PWR/CTRLEQ | Control Equipment | PWR/CTRLEQ/P/001 | Microprocessor Based Communicator Controller (MBCC) / 1500V | PWR/CTRLEQ/C/001 | Buffer Memory Fault | PWR/CTRLEQ/R/001 | Replace
PWR/CTRLEQ | Control Equipment | PWR/CTRLEQ/P/001 | Microprocessor Based Communicator Controller (MBCC) / 1500V | PWR/CTRLEQ/C/001 | Buffer Memory Fault | PWR/CTRLEQ/R/002 | Adjust
PWR/CTRLEQ | Control Equipment | PWR/CTRLEQ/P/001 | Microprocessor Based Communicator Controller (MBCC) / 1500V | PWR/CTRLEQ/C/001 | Buffer Memory Fault | PWR/CTRLEQ/R/003 | Reset
PWR/CTRLEQ | Control Equipment | PWR/CTRLEQ/P/001 | Microprocessor Based Communicator Controller (MBCC) / 1500V | PWR/CTRLEQ/C/001 | Buffer Memory Fault | PWR/CTRLEQ/R/004 | Top Up
PWR/CTRLEQ | Control Equipment | PWR/CTRLEQ/P/001 | Microprocessor Based Communicator Controller (MBCC) / 1500V | PWR/CTRLEQ/C/001 | Buffer Memory Fault | PWR/CTRLEQ/R/005 | Check and Secure
PWR/CTRLEQ | Control Equipment | PWR/CTRLEQ/P/001 | Microprocessor Based Communicator Controller (MBCC) / 1500V | PWR/CTRLEQ/C/001 | Buffer Memory Fault | PWR/CTRLEQ/R/006 | Restart
PWR/CTRLEQ | Control Equipment | PWR/CTRLEQ/P/001 | Microprocessor Based Communicator Controller (MBCC) / 1500V | PWR/CTRLEQ/C/001 | Buffer Memory Fault | PWR/CTRLEQ/R/007 | Others
PWR/TPE | DC Traction Power Equipment | PWR/TPE/P/010 | Power RTU (PRTU) | PWR/TPE/C/007 | Power RTU Fault | PWR/TPE/R/001 | Replace
PWR/TPE | DC Traction Power Equipment | PWR/TPE/P/010 | Power RTU (PRTU) | PWR/TPE/C/007 | Power RTU Fault | PWR/TPE/R/002 | Adjust
PWR/TPE | DC Traction Power Equipment | PWR/TPE/P/010 | Power RTU (PRTU) | PWR/TPE/C/007 | Power RTU Fault | PWR/TPE/R/003 | Reset
PWR/TPE | DC Traction Power Equipment | PWR/TPE/P/010 | Power RTU (PRTU) | PWR/TPE/C/007 | Power RTU Fault | PWR/TPE/R/004 | Top Up
PWR/TPE | DC Traction Power Equipment | PWR/TPE/P/010 | Power RTU (PRTU) | PWR/TPE/C/007 | Power RTU Fault | PWR/TPE/R/005 | Check and Secure
PWR/TPE | DC Traction Power Equipment | PWR/TPE/P/010 | Power RTU (PRTU) | PWR/TPE/C/007 | Power RTU Fault | PWR/TPE/R/006 | Restart
PWR/TPE | DC Traction Power Equipment | PWR/TPE/P/010 | Power RTU (PRTU) | PWR/TPE/C/007 | Power RTU Fault | PWR/TPE/R/007 | Others
PWR/TPE | DC Traction Power Equipment | PWR/TPE/P/012 | Station Control Cubicle (SCC) | PWR/TPE/C/013 | Station Controller Cubicle Fault | PWR/TPE/R/001 | Replace
PWR/TPE | DC Traction Power Equipment | PWR/TPE/P/012 | Station Control Cubicle (SCC) | PWR/TPE/C/013 | Station Controller Cubicle Fault | PWR/TPE/R/002 | Adjust
PWR/TPE | DC Traction Power Equipment | PWR/TPE/P/012 | Station Control Cubicle (SCC) | PWR/TPE/C/013 | Station Controller Cubicle Fault | PWR/TPE/R/003 | Reset
PWR/TPE | DC Traction Power Equipment | PWR/TPE/P/012 | Station Control Cubicle (SCC) | PWR/TPE/C/013 | Station Controller Cubicle Fault | PWR/TPE/R/004 | Top Up
PWR/TPE | DC Traction Power Equipment | PWR/TPE/P/012 | Station Control Cubicle (SCC) | PWR/TPE/C/013 | Station Controller Cubicle Fault | PWR/TPE/R/005 | Check and Secure
PWR/TPE | DC Traction Power Equipment | PWR/TPE/P/012 | Station Control Cubicle (SCC) | PWR/TPE/C/013 | Station Controller Cubicle Fault | PWR/TPE/R/006 | Restart
PWR/TPE | DC Traction Power Equipment | PWR/TPE/P/012 | Station Control Cubicle (SCC) | PWR/TPE/C/013 | Station Controller Cubicle Fault | PWR/TPE/R/007 | Others
PWR/OCS | Overhead Catenary System | PWR/OCS/P/067 | Supporting Structures (SUPP) / Balance Weight Anchor (BWA) | PWR/OCS/C/061 | Balance Weight Anchor Fault | PWR/OCS/R/001 | Replace
PWR/OCS | Overhead Catenary System | PWR/OCS/P/067 | Supporting Structures (SUPP) / Balance Weight Anchor (BWA) | PWR/OCS/C/061 | Balance Weight Anchor Fault | PWR/OCS/R/002 | Adjust
PWR/OCS | Overhead Catenary System | PWR/OCS/P/067 | Supporting Structures (SUPP) / Balance Weight Anchor (BWA) | PWR/OCS/C/061 | Balance Weight Anchor Fault | PWR/OCS/R/003 | Reset
PWR/OCS | Overhead Catenary System | PWR/OCS/P/067 | Supporting Structures (SUPP) / Balance Weight Anchor (BWA) | PWR/OCS/C/061 | Balance Weight Anchor Fault | PWR/OCS/R/004 | Top Up
PWR/OCS | Overhead Catenary System | PWR/OCS/P/067 | Supporting Structures (SUPP) / Balance Weight Anchor (BWA) | PWR/OCS/C/061 | Balance Weight Anchor Fault | PWR/OCS/R/005 | Check and Secure
PWR/OCS | Overhead Catenary System | PWR/OCS/P/067 | Supporting Structures (SUPP) / Balance Weight Anchor (BWA) | PWR/OCS/C/061 | Balance Weight Anchor Fault | PWR/OCS/R/006 | Restart
PWR/OCS | Overhead Catenary System | PWR/OCS/P/067 | Supporting Structures (SUPP) / Balance Weight Anchor (BWA) | PWR/OCS/C/061 | Balance Weight Anchor Fault | PWR/OCS/R/007 | Others
PWR/OCS | Overhead Catenary System | PWR/OCS/P/068 | Supporting Structures (SUPP) / Droptube (DT) | PWR/OCS/C/062 | Droptube Fault | PWR/OCS/R/001 | Replace
PWR/OCS | Overhead Catenary System | PWR/OCS/P/068 | Supporting Structures (SUPP) / Droptube (DT) | PWR/OCS/C/062 | Droptube Fault | PWR/OCS/R/002 | Adjust
PWR/OCS | Overhead Catenary System | PWR/OCS/P/068 | Supporting Structures (SUPP) / Droptube (DT) | PWR/OCS/C/062 | Droptube Fault | PWR/OCS/R/003 | Reset
PWR/OCS | Overhead Catenary System | PWR/OCS/P/068 | Supporting Structures (SUPP) / Droptube (DT) | PWR/OCS/C/062 | Droptube Fault | PWR/OCS/R/004 | Top Up
PWR/OCS | Overhead Catenary System | PWR/OCS/P/068 | Supporting Structures (SUPP) / Droptube (DT) | PWR/OCS/C/062 | Droptube Fault | PWR/OCS/R/005 | Check and Secure
PWR/OCS | Overhead Catenary System | PWR/OCS/P/068 | Supporting Structures (SUPP) / Droptube (DT) | PWR/OCS/C/062 | Droptube Fault | PWR/OCS/R/006 | Restart
PWR/OCS | Overhead Catenary System | PWR/OCS/P/068 | Supporting Structures (SUPP) / Droptube (DT) | PWR/OCS/C/062 | Droptube Fault | PWR/OCS/R/007 | Others
PWR/OCS | Overhead Catenary System | PWR/OCS/P/069 | Supporting Structures (SUPP) / Steady Arms (SA) | PWR/OCS/C/063 | Steady Arms Fault | PWR/OCS/R/001 | Replace
PWR/OCS | Overhead Catenary System | PWR/OCS/P/069 | Supporting Structures (SUPP) / Steady Arms (SA) | PWR/OCS/C/063 | Steady Arms Fault | PWR/OCS/R/002 | Adjust
PWR/OCS | Overhead Catenary System | PWR/OCS/P/069 | Supporting Structures (SUPP) / Steady Arms (SA) | PWR/OCS/C/063 | Steady Arms Fault | PWR/OCS/R/003 | Reset
PWR/OCS | Overhead Catenary System | PWR/OCS/P/069 | Supporting Structures (SUPP) / Steady Arms (SA) | PWR/OCS/C/063 | Steady Arms Fault | PWR/OCS/R/004 | Top Up
PWR/OCS | Overhead Catenary System | PWR/OCS/P/069 | Supporting Structures (SUPP) / Steady Arms (SA) | PWR/OCS/C/063 | Steady Arms Fault | PWR/OCS/R/005 | Check and Secure
PWR/OCS | Overhead Catenary System | PWR/OCS/P/069 | Supporting Structures (SUPP) / Steady Arms (SA) | PWR/OCS/C/063 | Steady Arms Fault | PWR/OCS/R/006 | Restart
PWR/OCS | Overhead Catenary System | PWR/OCS/P/069 | Supporting Structures (SUPP) / Steady Arms (SA) | PWR/OCS/C/063 | Steady Arms Fault | PWR/OCS/R/007 | Others
PWR/OCS | Overhead Catenary System | PWR/OCS/P/070 | Supporting Structures (SUPP) / Cantilever Tube (CANT) | PWR/OCS/C/064 | Cantilever Tube Fault | PWR/OCS/R/001 | Replace
PWR/OCS | Overhead Catenary System | PWR/OCS/P/070 | Supporting Structures (SUPP) / Cantilever Tube (CANT) | PWR/OCS/C/064 | Cantilever Tube Fault | PWR/OCS/R/002 | Adjust
PWR/OCS | Overhead Catenary System | PWR/OCS/P/070 | Supporting Structures (SUPP) / Cantilever Tube (CANT) | PWR/OCS/C/064 | Cantilever Tube Fault | PWR/OCS/R/003 | Reset
PWR/OCS | Overhead Catenary System | PWR/OCS/P/070 | Supporting Structures (SUPP) / Cantilever Tube (CANT) | PWR/OCS/C/064 | Cantilever Tube Fault | PWR/OCS/R/004 | Top Up
PWR/OCS | Overhead Catenary System | PWR/OCS/P/070 | Supporting Structures (SUPP) / Cantilever Tube (CANT) | PWR/OCS/C/064 | Cantilever Tube Fault | PWR/OCS/R/005 | Check and Secure
PWR/OCS | Overhead Catenary System | PWR/OCS/P/070 | Supporting Structures (SUPP) / Cantilever Tube (CANT) | PWR/OCS/C/064 | Cantilever Tube Fault | PWR/OCS/R/006 | Restart
PWR/OCS | Overhead Catenary System | PWR/OCS/P/070 | Supporting Structures (SUPP) / Cantilever Tube (CANT) | PWR/OCS/C/064 | Cantilever Tube Fault | PWR/OCS/R/007 | Others
PWR/OCS | Overhead Catenary System | PWR/OCS/P/071 | Wires (WIRE) / Contact Wire (CW) | PWR/OCS/C/065 | Contact Wire Fault | PWR/OCS/R/001 | Replace
PWR/OCS | Overhead Catenary System | PWR/OCS/P/071 | Wires (WIRE) / Contact Wire (CW) | PWR/OCS/C/065 | Contact Wire Fault | PWR/OCS/R/002 | Adjust
PWR/OCS | Overhead Catenary System | PWR/OCS/P/071 | Wires (WIRE) / Contact Wire (CW) | PWR/OCS/C/065 | Contact Wire Fault | PWR/OCS/R/003 | Reset
PWR/OCS | Overhead Catenary System | PWR/OCS/P/071 | Wires (WIRE) / Contact Wire (CW) | PWR/OCS/C/065 | Contact Wire Fault | PWR/OCS/R/004 | Top Up
PWR/OCS | Overhead Catenary System | PWR/OCS/P/071 | Wires (WIRE) / Contact Wire (CW) | PWR/OCS/C/065 | Contact Wire Fault | PWR/OCS/R/005 | Check and Secure
PWR/OCS | Overhead Catenary System | PWR/OCS/P/071 | Wires (WIRE) / Contact Wire (CW) | PWR/OCS/C/065 | Contact Wire Fault | PWR/OCS/R/006 | Restart
PWR/OCS | Overhead Catenary System | PWR/OCS/P/071 | Wires (WIRE) / Contact Wire (CW) | PWR/OCS/C/065 | Contact Wire Fault | PWR/OCS/R/007 | Others
PWR/OCS | Overhead Catenary System | PWR/OCS/P/072 | Wires (WIRE) / Feeder Wire (FW) | PWR/OCS/C/066 | Feeder Wire Fault | PWR/OCS/R/001 | Replace
PWR/OCS | Overhead Catenary System | PWR/OCS/P/072 | Wires (WIRE) / Feeder Wire (FW) | PWR/OCS/C/066 | Feeder Wire Fault | PWR/OCS/R/002 | Adjust
PWR/OCS | Overhead Catenary System | PWR/OCS/P/072 | Wires (WIRE) / Feeder Wire (FW) | PWR/OCS/C/066 | Feeder Wire Fault | PWR/OCS/R/003 | Reset
PWR/OCS | Overhead Catenary System | PWR/OCS/P/072 | Wires (WIRE) / Feeder Wire (FW) | PWR/OCS/C/066 | Feeder Wire Fault | PWR/OCS/R/004 | Top Up
PWR/OCS | Overhead Catenary System | PWR/OCS/P/072 | Wires (WIRE) / Feeder Wire (FW) | PWR/OCS/C/066 | Feeder Wire Fault | PWR/OCS/R/005 | Check and Secure
PWR/OCS | Overhead Catenary System | PWR/OCS/P/072 | Wires (WIRE) / Feeder Wire (FW) | PWR/OCS/C/066 | Feeder Wire Fault | PWR/OCS/R/006 | Restart
PWR/OCS | Overhead Catenary System | PWR/OCS/P/072 | Wires (WIRE) / Feeder Wire (FW) | PWR/OCS/C/066 | Feeder Wire Fault | PWR/OCS/R/007 | Others
PWR/OCS | Overhead Catenary System | PWR/OCS/P/073 | Wires (WIRE) / Aerial Earth Wire (AEW) | PWR/OCS/C/067 | Aerial Earth Wire Fault | PWR/OCS/R/001 | Replace
PWR/OCS | Overhead Catenary System | PWR/OCS/P/073 | Wires (WIRE) / Aerial Earth Wire (AEW) | PWR/OCS/C/067 | Aerial Earth Wire Fault | PWR/OCS/R/002 | Adjust
PWR/OCS | Overhead Catenary System | PWR/OCS/P/073 | Wires (WIRE) / Aerial Earth Wire (AEW) | PWR/OCS/C/067 | Aerial Earth Wire Fault | PWR/OCS/R/003 | Reset
PWR/OCS | Overhead Catenary System | PWR/OCS/P/073 | Wires (WIRE) / Aerial Earth Wire (AEW) | PWR/OCS/C/067 | Aerial Earth Wire Fault | PWR/OCS/R/004 | Top Up
PWR/OCS | Overhead Catenary System | PWR/OCS/P/073 | Wires (WIRE) / Aerial Earth Wire (AEW) | PWR/OCS/C/067 | Aerial Earth Wire Fault | PWR/OCS/R/005 | Check and Secure
PWR/OCS | Overhead Catenary System | PWR/OCS/P/073 | Wires (WIRE) / Aerial Earth Wire (AEW) | PWR/OCS/C/067 | Aerial Earth Wire Fault | PWR/OCS/R/006 | Restart
PWR/OCS | Overhead Catenary System | PWR/OCS/P/073 | Wires (WIRE) / Aerial Earth Wire (AEW) | PWR/OCS/C/067 | Aerial Earth Wire Fault | PWR/OCS/R/007 | Others
PWR/OCS | Overhead Catenary System | PWR/OCS/P/074 | Aerial Termination Bar (ATB) | PWR/OCS/C/068 | Aerial Termination Bar Fault | PWR/OCS/R/001 | Replace
PWR/OCS | Overhead Catenary System | PWR/OCS/P/074 | Aerial Termination Bar (ATB) | PWR/OCS/C/068 | Aerial Termination Bar Fault | PWR/OCS/R/002 | Adjust
PWR/OCS | Overhead Catenary System | PWR/OCS/P/074 | Aerial Termination Bar (ATB) | PWR/OCS/C/068 | Aerial Termination Bar Fault | PWR/OCS/R/003 | Reset
PWR/OCS | Overhead Catenary System | PWR/OCS/P/074 | Aerial Termination Bar (ATB) | PWR/OCS/C/068 | Aerial Termination Bar Fault | PWR/OCS/R/004 | Top Up
PWR/OCS | Overhead Catenary System | PWR/OCS/P/074 | Aerial Termination Bar (ATB) | PWR/OCS/C/068 | Aerial Termination Bar Fault | PWR/OCS/R/005 | Check and Secure
PWR/OCS | Overhead Catenary System | PWR/OCS/P/074 | Aerial Termination Bar (ATB) | PWR/OCS/C/068 | Aerial Termination Bar Fault | PWR/OCS/R/006 | Restart
PWR/OCS | Overhead Catenary System | PWR/OCS/P/074 | Aerial Termination Bar (ATB) | PWR/OCS/C/068 | Aerial Termination Bar Fault | PWR/OCS/R/007 | Others
PWR/OCS | Overhead Catenary System | PWR/OCS/P/075 | Insulator (INS) / Section Insulator (SI) | PWR/OCS/C/069 | Section Insulator Fault | PWR/OCS/R/001 | Replace
PWR/OCS | Overhead Catenary System | PWR/OCS/P/075 | Insulator (INS) / Section Insulator (SI) | PWR/OCS/C/069 | Section Insulator Fault | PWR/OCS/R/002 | Adjust
PWR/OCS | Overhead Catenary System | PWR/OCS/P/075 | Insulator (INS) / Section Insulator (SI) | PWR/OCS/C/069 | Section Insulator Fault | PWR/OCS/R/003 | Reset
PWR/OCS | Overhead Catenary System | PWR/OCS/P/075 | Insulator (INS) / Section Insulator (SI) | PWR/OCS/C/069 | Section Insulator Fault | PWR/OCS/R/004 | Top Up
PWR/OCS | Overhead Catenary System | PWR/OCS/P/075 | Insulator (INS) / Section Insulator (SI) | PWR/OCS/C/069 | Section Insulator Fault | PWR/OCS/R/005 | Check and Secure
PWR/OCS | Overhead Catenary System | PWR/OCS/P/075 | Insulator (INS) / Section Insulator (SI) | PWR/OCS/C/069 | Section Insulator Fault | PWR/OCS/R/006 | Restart
PWR/OCS | Overhead Catenary System | PWR/OCS/P/075 | Insulator (INS) / Section Insulator (SI) | PWR/OCS/C/069 | Section Insulator Fault | PWR/OCS/R/007 | Others
PWR/OCS | Overhead Catenary System | PWR/OCS/P/076 | Insulator (INS) / In-running Insulator (IRS) | PWR/OCS/C/070 | In-Running Insulator Fault | PWR/OCS/R/001 | Replace
PWR/OCS | Overhead Catenary System | PWR/OCS/P/076 | Insulator (INS) / In-running Insulator (IRS) | PWR/OCS/C/070 | In-Running Insulator Fault | PWR/OCS/R/002 | Adjust
PWR/OCS | Overhead Catenary System | PWR/OCS/P/076 | Insulator (INS) / In-running Insulator (IRS) | PWR/OCS/C/070 | In-Running Insulator Fault | PWR/OCS/R/003 | Reset
PWR/OCS | Overhead Catenary System | PWR/OCS/P/076 | Insulator (INS) / In-running Insulator (IRS) | PWR/OCS/C/070 | In-Running Insulator Fault | PWR/OCS/R/004 | Top Up
PWR/OCS | Overhead Catenary System | PWR/OCS/P/076 | Insulator (INS) / In-running Insulator (IRS) | PWR/OCS/C/070 | In-Running Insulator Fault | PWR/OCS/R/005 | Check and Secure
PWR/OCS | Overhead Catenary System | PWR/OCS/P/076 | Insulator (INS) / In-running Insulator (IRS) | PWR/OCS/C/070 | In-Running Insulator Fault | PWR/OCS/R/006 | Restart
PWR/OCS | Overhead Catenary System | PWR/OCS/P/076 | Insulator (INS) / In-running Insulator (IRS) | PWR/OCS/C/070 | In-Running Insulator Fault | PWR/OCS/R/007 | Others
PWR/OCS | Overhead Catenary System | PWR/OCS/P/077 | Insulator (INS) / Support Insulator (SPI) | PWR/OCS/C/071 | Support Insulator Fault | PWR/OCS/R/001 | Replace
PWR/OCS | Overhead Catenary System | PWR/OCS/P/077 | Insulator (INS) / Support Insulator (SPI) | PWR/OCS/C/071 | Support Insulator Fault | PWR/OCS/R/002 | Adjust
PWR/OCS | Overhead Catenary System | PWR/OCS/P/077 | Insulator (INS) / Support Insulator (SPI) | PWR/OCS/C/071 | Support Insulator Fault | PWR/OCS/R/003 | Reset
PWR/OCS | Overhead Catenary System | PWR/OCS/P/077 | Insulator (INS) / Support Insulator (SPI) | PWR/OCS/C/071 | Support Insulator Fault | PWR/OCS/R/004 | Top Up
PWR/OCS | Overhead Catenary System | PWR/OCS/P/077 | Insulator (INS) / Support Insulator (SPI) | PWR/OCS/C/071 | Support Insulator Fault | PWR/OCS/R/005 | Check and Secure
PWR/OCS | Overhead Catenary System | PWR/OCS/P/077 | Insulator (INS) / Support Insulator (SPI) | PWR/OCS/C/071 | Support Insulator Fault | PWR/OCS/R/006 | Restart
PWR/OCS | Overhead Catenary System | PWR/OCS/P/077 | Insulator (INS) / Support Insulator (SPI) | PWR/OCS/C/071 | Support Insulator Fault | PWR/OCS/R/007 | Others
PWR/OCS | Overhead Catenary System | PWR/OCS/P/078 | Wires (WIRE) / Messenger Wire (MW) | PWR/OCS/C/072 | Messenger Wire Fault | PWR/OCS/R/001 | Replace
PWR/OCS | Overhead Catenary System | PWR/OCS/P/078 | Wires (WIRE) / Messenger Wire (MW) | PWR/OCS/C/072 | Messenger Wire Fault | PWR/OCS/R/002 | Adjust
PWR/OCS | Overhead Catenary System | PWR/OCS/P/078 | Wires (WIRE) / Messenger Wire (MW) | PWR/OCS/C/072 | Messenger Wire Fault | PWR/OCS/R/003 | Reset
PWR/OCS | Overhead Catenary System | PWR/OCS/P/078 | Wires (WIRE) / Messenger Wire (MW) | PWR/OCS/C/072 | Messenger Wire Fault | PWR/OCS/R/004 | Top Up
PWR/OCS | Overhead Catenary System | PWR/OCS/P/078 | Wires (WIRE) / Messenger Wire (MW) | PWR/OCS/C/072 | Messenger Wire Fault | PWR/OCS/R/005 | Check and Secure
PWR/OCS | Overhead Catenary System | PWR/OCS/P/078 | Wires (WIRE) / Messenger Wire (MW) | PWR/OCS/C/072 | Messenger Wire Fault | PWR/OCS/R/006 | Restart
PWR/OCS | Overhead Catenary System | PWR/OCS/P/078 | Wires (WIRE) / Messenger Wire (MW) | PWR/OCS/C/072 | Messenger Wire Fault | PWR/OCS/R/007 | Others
PWR/OCS | Overhead Catenary System | PWR/OCS/P/079 | Insulator (INS) /Anchoring Insulator (AI) | PWR/OCS/C/073 | Anchoring Insulator Fault | PWR/OCS/R/001 | Replace
PWR/OCS | Overhead Catenary System | PWR/OCS/P/079 | Insulator (INS) /Anchoring Insulator (AI) | PWR/OCS/C/073 | Anchoring Insulator Fault | PWR/OCS/R/002 | Adjust
PWR/OCS | Overhead Catenary System | PWR/OCS/P/079 | Insulator (INS) /Anchoring Insulator (AI) | PWR/OCS/C/073 | Anchoring Insulator Fault | PWR/OCS/R/003 | Reset
PWR/OCS | Overhead Catenary System | PWR/OCS/P/079 | Insulator (INS) /Anchoring Insulator (AI) | PWR/OCS/C/073 | Anchoring Insulator Fault | PWR/OCS/R/004 | Top Up
PWR/OCS | Overhead Catenary System | PWR/OCS/P/079 | Insulator (INS) /Anchoring Insulator (AI) | PWR/OCS/C/073 | Anchoring Insulator Fault | PWR/OCS/R/005 | Check and Secure
PWR/OCS | Overhead Catenary System | PWR/OCS/P/079 | Insulator (INS) /Anchoring Insulator (AI) | PWR/OCS/C/073 | Anchoring Insulator Fault | PWR/OCS/R/006 | Restart
PWR/OCS | Overhead Catenary System | PWR/OCS/P/079 | Insulator (INS) /Anchoring Insulator (AI) | PWR/OCS/C/073 | Anchoring Insulator Fault | PWR/OCS/R/007 | Others
PWR/400V | 400V Power Equipment | PWR/400V/P/001 | AC Distribution Board (ACDB) / Circuit Breaker (CB) | PWR/400V/C/001 | Circuit Breaker Fault | PWR/400V/R/001 | Replace
PWR/400V | 400V Power Equipment | PWR/400V/P/001 | AC Distribution Board (ACDB) / Circuit Breaker (CB) | PWR/400V/C/001 | Circuit Breaker Fault | PWR/400V/R/002 | Adjust
PWR/400V | 400V Power Equipment | PWR/400V/P/001 | AC Distribution Board (ACDB) / Circuit Breaker (CB) | PWR/400V/C/001 | Circuit Breaker Fault | PWR/400V/R/003 | Reset
PWR/400V | 400V Power Equipment | PWR/400V/P/001 | AC Distribution Board (ACDB) / Circuit Breaker (CB) | PWR/400V/C/001 | Circuit Breaker Fault | PWR/400V/R/004 | Top Up
PWR/400V | 400V Power Equipment | PWR/400V/P/001 | AC Distribution Board (ACDB) / Circuit Breaker (CB) | PWR/400V/C/001 | Circuit Breaker Fault | PWR/400V/R/005 | Check and Secure
PWR/400V | 400V Power Equipment | PWR/400V/P/001 | AC Distribution Board (ACDB) / Circuit Breaker (CB) | PWR/400V/C/001 | Circuit Breaker Fault | PWR/400V/R/006 | Restart
PWR/400V | 400V Power Equipment | PWR/400V/P/001 | AC Distribution Board (ACDB) / Circuit Breaker (CB) | PWR/400V/C/001 | Circuit Breaker Fault | PWR/400V/R/007 | Others
PWR/110V | 110V Power Equipment | PWR/110V/P/001 | Battery Monitoring Panel (BMP) | PWR/110V/C/001 | Battery Monitoring Panel Fault | PWR/110V/R/001 | Replace
PWR/110V | 110V Power Equipment | PWR/110V/P/001 | Battery Monitoring Panel (BMP) | PWR/110V/C/001 | Battery Monitoring Panel Fault | PWR/110V/R/002 | Adjust
PWR/110V | 110V Power Equipment | PWR/110V/P/001 | Battery Monitoring Panel (BMP) | PWR/110V/C/001 | Battery Monitoring Panel Fault | PWR/110V/R/003 | Reset
PWR/110V | 110V Power Equipment | PWR/110V/P/001 | Battery Monitoring Panel (BMP) | PWR/110V/C/001 | Battery Monitoring Panel Fault | PWR/110V/R/004 | Top Up
PWR/110V | 110V Power Equipment | PWR/110V/P/001 | Battery Monitoring Panel (BMP) | PWR/110V/C/001 | Battery Monitoring Panel Fault | PWR/110V/R/005 | Check and Secure
PWR/110V | 110V Power Equipment | PWR/110V/P/001 | Battery Monitoring Panel (BMP) | PWR/110V/C/001 | Battery Monitoring Panel Fault | PWR/110V/R/006 | Restart
PWR/110V | 110V Power Equipment | PWR/110V/P/001 | Battery Monitoring Panel (BMP) | PWR/110V/C/001 | Battery Monitoring Panel Fault | PWR/110V/R/007 | Others
PWR/110V | 110V Power Equipment | PWR/110V/P/002 | Battery Bank (BATT) | PWR/110V/C/002 | Low Electrolyte/Water Level | PWR/110V/R/001 | Replace
PWR/110V | 110V Power Equipment | PWR/110V/P/002 | Battery Bank (BATT) | PWR/110V/C/002 | Low Electrolyte/Water Level | PWR/110V/R/002 | Adjust
PWR/110V | 110V Power Equipment | PWR/110V/P/002 | Battery Bank (BATT) | PWR/110V/C/002 | Low Electrolyte/Water Level | PWR/110V/R/003 | Reset
PWR/110V | 110V Power Equipment | PWR/110V/P/002 | Battery Bank (BATT) | PWR/110V/C/002 | Low Electrolyte/Water Level | PWR/110V/R/004 | Top Up
PWR/110V | 110V Power Equipment | PWR/110V/P/002 | Battery Bank (BATT) | PWR/110V/C/002 | Low Electrolyte/Water Level | PWR/110V/R/005 | Check and Secure
PWR/110V | 110V Power Equipment | PWR/110V/P/002 | Battery Bank (BATT) | PWR/110V/C/002 | Low Electrolyte/Water Level | PWR/110V/R/006 | Restart
PWR/110V | 110V Power Equipment | PWR/110V/P/002 | Battery Bank (BATT) | PWR/110V/C/002 | Low Electrolyte/Water Level | PWR/110V/R/007 | Others
PWR/110V | 110V Power Equipment | PWR/110V/P/002 | Battery Bank (BATT) | PWR/110V/C/003 | Sensing Cable Fault | PWR/110V/R/001 | Replace
PWR/110V | 110V Power Equipment | PWR/110V/P/002 | Battery Bank (BATT) | PWR/110V/C/003 | Sensing Cable Fault | PWR/110V/R/002 | Adjust
PWR/110V | 110V Power Equipment | PWR/110V/P/002 | Battery Bank (BATT) | PWR/110V/C/003 | Sensing Cable Fault | PWR/110V/R/003 | Reset
PWR/110V | 110V Power Equipment | PWR/110V/P/002 | Battery Bank (BATT) | PWR/110V/C/003 | Sensing Cable Fault | PWR/110V/R/004 | Top Up
PWR/110V | 110V Power Equipment | PWR/110V/P/002 | Battery Bank (BATT) | PWR/110V/C/003 | Sensing Cable Fault | PWR/110V/R/005 | Check and Secure
PWR/110V | 110V Power Equipment | PWR/110V/P/002 | Battery Bank (BATT) | PWR/110V/C/003 | Sensing Cable Fault | PWR/110V/R/006 | Restart
PWR/110V | 110V Power Equipment | PWR/110V/P/002 | Battery Bank (BATT) | PWR/110V/C/003 | Sensing Cable Fault | PWR/110V/R/007 | Others
PWR/110V | 110V Power Equipment | PWR/110V/P/002 | Battery Bank (BATT) | PWR/110V/C/004 | Battery Cells Fault | PWR/110V/R/001 | Replace
PWR/110V | 110V Power Equipment | PWR/110V/P/002 | Battery Bank (BATT) | PWR/110V/C/004 | Battery Cells Fault | PWR/110V/R/002 | Adjust
PWR/110V | 110V Power Equipment | PWR/110V/P/002 | Battery Bank (BATT) | PWR/110V/C/004 | Battery Cells Fault | PWR/110V/R/003 | Reset
PWR/110V | 110V Power Equipment | PWR/110V/P/002 | Battery Bank (BATT) | PWR/110V/C/004 | Battery Cells Fault | PWR/110V/R/004 | Top Up
PWR/110V | 110V Power Equipment | PWR/110V/P/002 | Battery Bank (BATT) | PWR/110V/C/004 | Battery Cells Fault | PWR/110V/R/005 | Check and Secure
PWR/110V | 110V Power Equipment | PWR/110V/P/002 | Battery Bank (BATT) | PWR/110V/C/004 | Battery Cells Fault | PWR/110V/R/006 | Restart
PWR/110V | 110V Power Equipment | PWR/110V/P/002 | Battery Bank (BATT) | PWR/110V/C/004 | Battery Cells Fault | PWR/110V/R/007 | Others
PWR/110V | 110V Power Equipment | PWR/110V/P/003 | Battery Charger (CHGR) / Transformer (TX) | PWR/110V/C/005 | Transformer Fault | PWR/110V/R/001 | Replace
PWR/110V | 110V Power Equipment | PWR/110V/P/003 | Battery Charger (CHGR) / Transformer (TX) | PWR/110V/C/005 | Transformer Fault | PWR/110V/R/002 | Adjust
PWR/110V | 110V Power Equipment | PWR/110V/P/003 | Battery Charger (CHGR) / Transformer (TX) | PWR/110V/C/005 | Transformer Fault | PWR/110V/R/003 | Reset
PWR/110V | 110V Power Equipment | PWR/110V/P/003 | Battery Charger (CHGR) / Transformer (TX) | PWR/110V/C/005 | Transformer Fault | PWR/110V/R/004 | Top Up
PWR/110V | 110V Power Equipment | PWR/110V/P/003 | Battery Charger (CHGR) / Transformer (TX) | PWR/110V/C/005 | Transformer Fault | PWR/110V/R/005 | Check and Secure
PWR/110V | 110V Power Equipment | PWR/110V/P/003 | Battery Charger (CHGR) / Transformer (TX) | PWR/110V/C/005 | Transformer Fault | PWR/110V/R/006 | Restart
PWR/110V | 110V Power Equipment | PWR/110V/P/003 | Battery Charger (CHGR) / Transformer (TX) | PWR/110V/C/005 | Transformer Fault | PWR/110V/R/007 | Others
PWR/110V | 110V Power Equipment | PWR/110V/P/004 | Battery Charger (CHGR) / PLC | PWR/110V/C/006 | 3 Phase Monitoring Relay Fault | PWR/110V/R/001 | Replace
PWR/110V | 110V Power Equipment | PWR/110V/P/004 | Battery Charger (CHGR) / PLC | PWR/110V/C/006 | 3 Phase Monitoring Relay Fault | PWR/110V/R/002 | Adjust
PWR/110V | 110V Power Equipment | PWR/110V/P/004 | Battery Charger (CHGR) / PLC | PWR/110V/C/006 | 3 Phase Monitoring Relay Fault | PWR/110V/R/003 | Reset
PWR/110V | 110V Power Equipment | PWR/110V/P/004 | Battery Charger (CHGR) / PLC | PWR/110V/C/006 | 3 Phase Monitoring Relay Fault | PWR/110V/R/004 | Top Up
PWR/110V | 110V Power Equipment | PWR/110V/P/004 | Battery Charger (CHGR) / PLC | PWR/110V/C/006 | 3 Phase Monitoring Relay Fault | PWR/110V/R/005 | Check and Secure
PWR/110V | 110V Power Equipment | PWR/110V/P/004 | Battery Charger (CHGR) / PLC | PWR/110V/C/006 | 3 Phase Monitoring Relay Fault | PWR/110V/R/006 | Restart
PWR/110V | 110V Power Equipment | PWR/110V/P/004 | Battery Charger (CHGR) / PLC | PWR/110V/C/006 | 3 Phase Monitoring Relay Fault | PWR/110V/R/007 | Others
PWR/110V | 110V Power Equipment | PWR/110V/P/004 | Battery Charger (CHGR) / PLC | PWR/110V/C/007 | System Card Fault | PWR/110V/R/001 | Replace
PWR/110V | 110V Power Equipment | PWR/110V/P/004 | Battery Charger (CHGR) / PLC | PWR/110V/C/007 | System Card Fault | PWR/110V/R/002 | Adjust
PWR/110V | 110V Power Equipment | PWR/110V/P/004 | Battery Charger (CHGR) / PLC | PWR/110V/C/007 | System Card Fault | PWR/110V/R/003 | Reset
PWR/110V | 110V Power Equipment | PWR/110V/P/004 | Battery Charger (CHGR) / PLC | PWR/110V/C/007 | System Card Fault | PWR/110V/R/004 | Top Up
PWR/110V | 110V Power Equipment | PWR/110V/P/004 | Battery Charger (CHGR) / PLC | PWR/110V/C/007 | System Card Fault | PWR/110V/R/005 | Check and Secure
PWR/110V | 110V Power Equipment | PWR/110V/P/004 | Battery Charger (CHGR) / PLC | PWR/110V/C/007 | System Card Fault | PWR/110V/R/006 | Restart
PWR/110V | 110V Power Equipment | PWR/110V/P/004 | Battery Charger (CHGR) / PLC | PWR/110V/C/007 | System Card Fault | PWR/110V/R/007 | Others
PWR/110V | 110V Power Equipment | PWR/110V/P/004 | Battery Charger (CHGR) / PLC | PWR/110V/C/008 | Control Card Fault | PWR/110V/R/001 | Replace
PWR/110V | 110V Power Equipment | PWR/110V/P/004 | Battery Charger (CHGR) / PLC | PWR/110V/C/008 | Control Card Fault | PWR/110V/R/002 | Adjust
PWR/110V | 110V Power Equipment | PWR/110V/P/004 | Battery Charger (CHGR) / PLC | PWR/110V/C/008 | Control Card Fault | PWR/110V/R/003 | Reset
PWR/110V | 110V Power Equipment | PWR/110V/P/004 | Battery Charger (CHGR) / PLC | PWR/110V/C/008 | Control Card Fault | PWR/110V/R/004 | Top Up
PWR/110V | 110V Power Equipment | PWR/110V/P/004 | Battery Charger (CHGR) / PLC | PWR/110V/C/008 | Control Card Fault | PWR/110V/R/005 | Check and Secure
PWR/110V | 110V Power Equipment | PWR/110V/P/004 | Battery Charger (CHGR) / PLC | PWR/110V/C/008 | Control Card Fault | PWR/110V/R/006 | Restart
PWR/110V | 110V Power Equipment | PWR/110V/P/004 | Battery Charger (CHGR) / PLC | PWR/110V/C/008 | Control Card Fault | PWR/110V/R/007 | Others
PWR/110V | 110V Power Equipment | PWR/110V/P/004 | Battery Charger (CHGR) / PLC | PWR/110V/C/009 | ISO driver Card Fault | PWR/110V/R/001 | Replace
PWR/110V | 110V Power Equipment | PWR/110V/P/004 | Battery Charger (CHGR) / PLC | PWR/110V/C/009 | ISO driver Card Fault | PWR/110V/R/002 | Adjust
PWR/110V | 110V Power Equipment | PWR/110V/P/004 | Battery Charger (CHGR) / PLC | PWR/110V/C/009 | ISO driver Card Fault | PWR/110V/R/003 | Reset
PWR/110V | 110V Power Equipment | PWR/110V/P/004 | Battery Charger (CHGR) / PLC | PWR/110V/C/009 | ISO driver Card Fault | PWR/110V/R/004 | Top Up
PWR/110V | 110V Power Equipment | PWR/110V/P/004 | Battery Charger (CHGR) / PLC | PWR/110V/C/009 | ISO driver Card Fault | PWR/110V/R/005 | Check and Secure
PWR/110V | 110V Power Equipment | PWR/110V/P/004 | Battery Charger (CHGR) / PLC | PWR/110V/C/009 | ISO driver Card Fault | PWR/110V/R/006 | Restart
PWR/110V | 110V Power Equipment | PWR/110V/P/004 | Battery Charger (CHGR) / PLC | PWR/110V/C/009 | ISO driver Card Fault | PWR/110V/R/007 | Others
PWR/110V | 110V Power Equipment | PWR/110V/P/004 | Battery Charger (CHGR) / PLC | PWR/110V/C/010 | RC Card Fault | PWR/110V/R/001 | Replace
PWR/110V | 110V Power Equipment | PWR/110V/P/004 | Battery Charger (CHGR) / PLC | PWR/110V/C/010 | RC Card Fault | PWR/110V/R/002 | Adjust
PWR/110V | 110V Power Equipment | PWR/110V/P/004 | Battery Charger (CHGR) / PLC | PWR/110V/C/010 | RC Card Fault | PWR/110V/R/003 | Reset
PWR/110V | 110V Power Equipment | PWR/110V/P/004 | Battery Charger (CHGR) / PLC | PWR/110V/C/010 | RC Card Fault | PWR/110V/R/004 | Top Up
PWR/110V | 110V Power Equipment | PWR/110V/P/004 | Battery Charger (CHGR) / PLC | PWR/110V/C/010 | RC Card Fault | PWR/110V/R/005 | Check and Secure
PWR/110V | 110V Power Equipment | PWR/110V/P/004 | Battery Charger (CHGR) / PLC | PWR/110V/C/010 | RC Card Fault | PWR/110V/R/006 | Restart
PWR/110V | 110V Power Equipment | PWR/110V/P/004 | Battery Charger (CHGR) / PLC | PWR/110V/C/010 | RC Card Fault | PWR/110V/R/007 | Others
PWR/110V | 110V Power Equipment | PWR/110V/P/004 | Battery Charger (CHGR) / PLC | PWR/110V/C/011 | Terminal Fault | PWR/110V/R/001 | Replace
PWR/110V | 110V Power Equipment | PWR/110V/P/004 | Battery Charger (CHGR) / PLC | PWR/110V/C/011 | Terminal Fault | PWR/110V/R/002 | Adjust
PWR/110V | 110V Power Equipment | PWR/110V/P/004 | Battery Charger (CHGR) / PLC | PWR/110V/C/011 | Terminal Fault | PWR/110V/R/003 | Reset
PWR/110V | 110V Power Equipment | PWR/110V/P/004 | Battery Charger (CHGR) / PLC | PWR/110V/C/011 | Terminal Fault | PWR/110V/R/004 | Top Up
PWR/110V | 110V Power Equipment | PWR/110V/P/004 | Battery Charger (CHGR) / PLC | PWR/110V/C/011 | Terminal Fault | PWR/110V/R/005 | Check and Secure
PWR/110V | 110V Power Equipment | PWR/110V/P/004 | Battery Charger (CHGR) / PLC | PWR/110V/C/011 | Terminal Fault | PWR/110V/R/006 | Restart
PWR/110V | 110V Power Equipment | PWR/110V/P/004 | Battery Charger (CHGR) / PLC | PWR/110V/C/011 | Terminal Fault | PWR/110V/R/007 | Others
PWR/110V | 110V Power Equipment | PWR/110V/P/004 | Battery Charger (CHGR) / PLC | PWR/110V/C/012 | No Fault Found | PWR/110V/R/001 | Replace
PWR/110V | 110V Power Equipment | PWR/110V/P/004 | Battery Charger (CHGR) / PLC | PWR/110V/C/012 | No Fault Found | PWR/110V/R/002 | Adjust
PWR/110V | 110V Power Equipment | PWR/110V/P/004 | Battery Charger (CHGR) / PLC | PWR/110V/C/012 | No Fault Found | PWR/110V/R/003 | Reset
PWR/110V | 110V Power Equipment | PWR/110V/P/004 | Battery Charger (CHGR) / PLC | PWR/110V/C/012 | No Fault Found | PWR/110V/R/004 | Top Up
PWR/110V | 110V Power Equipment | PWR/110V/P/004 | Battery Charger (CHGR) / PLC | PWR/110V/C/012 | No Fault Found | PWR/110V/R/005 | Check and Secure
PWR/110V | 110V Power Equipment | PWR/110V/P/004 | Battery Charger (CHGR) / PLC | PWR/110V/C/012 | No Fault Found | PWR/110V/R/006 | Restart
PWR/110V | 110V Power Equipment | PWR/110V/P/004 | Battery Charger (CHGR) / PLC | PWR/110V/C/012 | No Fault Found | PWR/110V/R/007 | Others
PWR/110V | 110V Power Equipment | PWR/110V/P/005 | Battery Charger (CHGR) / Others | PWR/110V/C/013 | Isolator Fault | PWR/110V/R/001 | Replace
PWR/110V | 110V Power Equipment | PWR/110V/P/005 | Battery Charger (CHGR) / Others | PWR/110V/C/013 | Isolator Fault | PWR/110V/R/002 | Adjust
PWR/110V | 110V Power Equipment | PWR/110V/P/005 | Battery Charger (CHGR) / Others | PWR/110V/C/013 | Isolator Fault | PWR/110V/R/003 | Reset
PWR/110V | 110V Power Equipment | PWR/110V/P/005 | Battery Charger (CHGR) / Others | PWR/110V/C/013 | Isolator Fault | PWR/110V/R/004 | Top Up
PWR/110V | 110V Power Equipment | PWR/110V/P/005 | Battery Charger (CHGR) / Others | PWR/110V/C/013 | Isolator Fault | PWR/110V/R/005 | Check and Secure
PWR/110V | 110V Power Equipment | PWR/110V/P/005 | Battery Charger (CHGR) / Others | PWR/110V/C/013 | Isolator Fault | PWR/110V/R/006 | Restart
PWR/110V | 110V Power Equipment | PWR/110V/P/005 | Battery Charger (CHGR) / Others | PWR/110V/C/013 | Isolator Fault | PWR/110V/R/007 | Others
PWR/110V | 110V Power Equipment | PWR/110V/P/005 | Battery Charger (CHGR) / Others | PWR/110V/C/014 | Electrolyte Probe/Sensor Fault | PWR/110V/R/001 | Replace
PWR/110V | 110V Power Equipment | PWR/110V/P/005 | Battery Charger (CHGR) / Others | PWR/110V/C/014 | Electrolyte Probe/Sensor Fault | PWR/110V/R/002 | Adjust
PWR/110V | 110V Power Equipment | PWR/110V/P/005 | Battery Charger (CHGR) / Others | PWR/110V/C/014 | Electrolyte Probe/Sensor Fault | PWR/110V/R/003 | Reset
PWR/110V | 110V Power Equipment | PWR/110V/P/005 | Battery Charger (CHGR) / Others | PWR/110V/C/014 | Electrolyte Probe/Sensor Fault | PWR/110V/R/004 | Top Up
PWR/110V | 110V Power Equipment | PWR/110V/P/005 | Battery Charger (CHGR) / Others | PWR/110V/C/014 | Electrolyte Probe/Sensor Fault | PWR/110V/R/005 | Check and Secure
PWR/110V | 110V Power Equipment | PWR/110V/P/005 | Battery Charger (CHGR) / Others | PWR/110V/C/014 | Electrolyte Probe/Sensor Fault | PWR/110V/R/006 | Restart
PWR/110V | 110V Power Equipment | PWR/110V/P/005 | Battery Charger (CHGR) / Others | PWR/110V/C/014 | Electrolyte Probe/Sensor Fault | PWR/110V/R/007 | Others
PWR/110V | 110V Power Equipment | PWR/110V/P/005 | Battery Charger (CHGR) / Others | PWR/110V/C/012 | No Fault Found | PWR/110V/R/001 | Replace
PWR/110V | 110V Power Equipment | PWR/110V/P/005 | Battery Charger (CHGR) / Others | PWR/110V/C/012 | No Fault Found | PWR/110V/R/002 | Adjust
PWR/110V | 110V Power Equipment | PWR/110V/P/005 | Battery Charger (CHGR) / Others | PWR/110V/C/012 | No Fault Found | PWR/110V/R/003 | Reset
PWR/110V | 110V Power Equipment | PWR/110V/P/005 | Battery Charger (CHGR) / Others | PWR/110V/C/012 | No Fault Found | PWR/110V/R/004 | Top Up
PWR/110V | 110V Power Equipment | PWR/110V/P/005 | Battery Charger (CHGR) / Others | PWR/110V/C/012 | No Fault Found | PWR/110V/R/005 | Check and Secure
PWR/110V | 110V Power Equipment | PWR/110V/P/005 | Battery Charger (CHGR) / Others | PWR/110V/C/012 | No Fault Found | PWR/110V/R/006 | Restart
PWR/110V | 110V Power Equipment | PWR/110V/P/005 | Battery Charger (CHGR) / Others | PWR/110V/C/012 | No Fault Found | PWR/110V/R/007 | Others
PWR/110V | 110V Power Equipment | PWR/110V/P/006 | DC Distribution Board (DCDB) / Circuit Breaker (CB) | PWR/110V/C/015 | Circuit Breaker Fault | PWR/110V/R/001 | Replace
PWR/110V | 110V Power Equipment | PWR/110V/P/006 | DC Distribution Board (DCDB) / Circuit Breaker (CB) | PWR/110V/C/015 | Circuit Breaker Fault | PWR/110V/R/002 | Adjust
PWR/110V | 110V Power Equipment | PWR/110V/P/006 | DC Distribution Board (DCDB) / Circuit Breaker (CB) | PWR/110V/C/015 | Circuit Breaker Fault | PWR/110V/R/003 | Reset
PWR/110V | 110V Power Equipment | PWR/110V/P/006 | DC Distribution Board (DCDB) / Circuit Breaker (CB) | PWR/110V/C/015 | Circuit Breaker Fault | PWR/110V/R/004 | Top Up
PWR/110V | 110V Power Equipment | PWR/110V/P/006 | DC Distribution Board (DCDB) / Circuit Breaker (CB) | PWR/110V/C/015 | Circuit Breaker Fault | PWR/110V/R/005 | Check and Secure
PWR/110V | 110V Power Equipment | PWR/110V/P/006 | DC Distribution Board (DCDB) / Circuit Breaker (CB) | PWR/110V/C/015 | Circuit Breaker Fault | PWR/110V/R/006 | Restart
PWR/110V | 110V Power Equipment | PWR/110V/P/006 | DC Distribution Board (DCDB) / Circuit Breaker (CB) | PWR/110V/C/015 | Circuit Breaker Fault | PWR/110V/R/007 | Others
PWR/LAN | Local Area Network | PWR/LAN/P/001 | Remote Input Output Panel (RIO) | PWR/LAN/C/001 | Remote Input Output Panel Fault | PWR/LAN/R/001 | Replace
PWR/LAN | Local Area Network | PWR/LAN/P/001 | Remote Input Output Panel (RIO) | PWR/LAN/C/001 | Remote Input Output Panel Fault | PWR/LAN/R/002 | Adjust
PWR/LAN | Local Area Network | PWR/LAN/P/001 | Remote Input Output Panel (RIO) | PWR/LAN/C/001 | Remote Input Output Panel Fault | PWR/LAN/R/003 | Reset
PWR/LAN | Local Area Network | PWR/LAN/P/001 | Remote Input Output Panel (RIO) | PWR/LAN/C/001 | Remote Input Output Panel Fault | PWR/LAN/R/004 | Top Up
PWR/LAN | Local Area Network | PWR/LAN/P/001 | Remote Input Output Panel (RIO) | PWR/LAN/C/001 | Remote Input Output Panel Fault | PWR/LAN/R/005 | Check and Secure
PWR/LAN | Local Area Network | PWR/LAN/P/001 | Remote Input Output Panel (RIO) | PWR/LAN/C/001 | Remote Input Output Panel Fault | PWR/LAN/R/006 | Restart
PWR/LAN | Local Area Network | PWR/LAN/P/001 | Remote Input Output Panel (RIO) | PWR/LAN/C/001 | Remote Input Output Panel Fault | PWR/LAN/R/007 | Others
PWR/OFN | Optic Fibre Network | PWR/OFN/P/001 | Optical Distribution Frame (ODF) | PWR/OFN/C/002 | Optical Distribution Frame Fault | PWR/OFN/R/001 | Replace
PWR/OFN | Optic Fibre Network | PWR/OFN/P/001 | Optical Distribution Frame (ODF) | PWR/OFN/C/002 | Optical Distribution Frame Fault | PWR/OFN/R/002 | Adjust
PWR/OFN | Optic Fibre Network | PWR/OFN/P/001 | Optical Distribution Frame (ODF) | PWR/OFN/C/002 | Optical Distribution Frame Fault | PWR/OFN/R/003 | Reset
PWR/OFN | Optic Fibre Network | PWR/OFN/P/001 | Optical Distribution Frame (ODF) | PWR/OFN/C/002 | Optical Distribution Frame Fault | PWR/OFN/R/004 | Top Up
PWR/OFN | Optic Fibre Network | PWR/OFN/P/001 | Optical Distribution Frame (ODF) | PWR/OFN/C/002 | Optical Distribution Frame Fault | PWR/OFN/R/005 | Check and Secure
PWR/OFN | Optic Fibre Network | PWR/OFN/P/001 | Optical Distribution Frame (ODF) | PWR/OFN/C/002 | Optical Distribution Frame Fault | PWR/OFN/R/006 | Restart
PWR/OFN | Optic Fibre Network | PWR/OFN/P/001 | Optical Distribution Frame (ODF) | PWR/OFN/C/002 | Optical Distribution Frame Fault | PWR/OFN/R/007 | Others
PWR/ECO | Emergency Cut-Off System | PWR/ECO/P/001 | ECO Relay Panel (ECORLP) | PWR/ECO/C/001 | ECO Relay Panel Fault | PWR/ECO/R/001 | Replace
PWR/ECO | Emergency Cut-Off System | PWR/ECO/P/001 | ECO Relay Panel (ECORLP) | PWR/ECO/C/001 | ECO Relay Panel Fault | PWR/ECO/R/002 | Adjust
PWR/ECO | Emergency Cut-Off System | PWR/ECO/P/001 | ECO Relay Panel (ECORLP) | PWR/ECO/C/001 | ECO Relay Panel Fault | PWR/ECO/R/003 | Reset
PWR/ECO | Emergency Cut-Off System | PWR/ECO/P/001 | ECO Relay Panel (ECORLP) | PWR/ECO/C/001 | ECO Relay Panel Fault | PWR/ECO/R/004 | Top Up
PWR/ECO | Emergency Cut-Off System | PWR/ECO/P/001 | ECO Relay Panel (ECORLP) | PWR/ECO/C/001 | ECO Relay Panel Fault | PWR/ECO/R/005 | Check and Secure
PWR/ECO | Emergency Cut-Off System | PWR/ECO/P/001 | ECO Relay Panel (ECORLP) | PWR/ECO/C/001 | ECO Relay Panel Fault | PWR/ECO/R/006 | Restart
PWR/ECO | Emergency Cut-Off System | PWR/ECO/P/001 | ECO Relay Panel (ECORLP) | PWR/ECO/C/001 | ECO Relay Panel Fault | PWR/ECO/R/007 | Others
PWR/ECO | Emergency Cut-Off System | PWR/ECO/P/002 | ECO Bypass Panel (ECOBPP) | PWR/ECO/C/002 | ECO Bypass Panel Fault | PWR/ECO/R/001 | Replace
PWR/ECO | Emergency Cut-Off System | PWR/ECO/P/002 | ECO Bypass Panel (ECOBPP) | PWR/ECO/C/002 | ECO Bypass Panel Fault | PWR/ECO/R/002 | Adjust
PWR/ECO | Emergency Cut-Off System | PWR/ECO/P/002 | ECO Bypass Panel (ECOBPP) | PWR/ECO/C/002 | ECO Bypass Panel Fault | PWR/ECO/R/003 | Reset
PWR/ECO | Emergency Cut-Off System | PWR/ECO/P/002 | ECO Bypass Panel (ECOBPP) | PWR/ECO/C/002 | ECO Bypass Panel Fault | PWR/ECO/R/004 | Top Up
PWR/ECO | Emergency Cut-Off System | PWR/ECO/P/002 | ECO Bypass Panel (ECOBPP) | PWR/ECO/C/002 | ECO Bypass Panel Fault | PWR/ECO/R/005 | Check and Secure
PWR/ECO | Emergency Cut-Off System | PWR/ECO/P/002 | ECO Bypass Panel (ECOBPP) | PWR/ECO/C/002 | ECO Bypass Panel Fault | PWR/ECO/R/006 | Restart
PWR/ECO | Emergency Cut-Off System | PWR/ECO/P/002 | ECO Bypass Panel (ECOBPP) | PWR/ECO/C/002 | ECO Bypass Panel Fault | PWR/ECO/R/007 | Others
PWR/ECO | Emergency Cut-Off System | PWR/ECO/P/003 | ECO Plunger (ECOP) | PWR/ECO/C/003 | ECO Plunger Fault | PWR/ECO/R/001 | Replace
PWR/ECO | Emergency Cut-Off System | PWR/ECO/P/003 | ECO Plunger (ECOP) | PWR/ECO/C/003 | ECO Plunger Fault | PWR/ECO/R/002 | Adjust
PWR/ECO | Emergency Cut-Off System | PWR/ECO/P/003 | ECO Plunger (ECOP) | PWR/ECO/C/003 | ECO Plunger Fault | PWR/ECO/R/003 | Reset
PWR/ECO | Emergency Cut-Off System | PWR/ECO/P/003 | ECO Plunger (ECOP) | PWR/ECO/C/003 | ECO Plunger Fault | PWR/ECO/R/004 | Top Up
PWR/ECO | Emergency Cut-Off System | PWR/ECO/P/003 | ECO Plunger (ECOP) | PWR/ECO/C/003 | ECO Plunger Fault | PWR/ECO/R/005 | Check and Secure
PWR/ECO | Emergency Cut-Off System | PWR/ECO/P/003 | ECO Plunger (ECOP) | PWR/ECO/C/003 | ECO Plunger Fault | PWR/ECO/R/006 | Restart
PWR/ECO | Emergency Cut-Off System | PWR/ECO/P/003 | ECO Plunger (ECOP) | PWR/ECO/C/003 | ECO Plunger Fault | PWR/ECO/R/007 | Others
PWR/UPS | Uniterrupted Power Supply | PWR/UPS/P/001 | UPS Panel (UPS) | PWR/UPS/C/001 | UPS Panel Fault | PWR/UPS/R/001 | Replace
PWR/UPS | Uniterrupted Power Supply | PWR/UPS/P/001 | UPS Panel (UPS) | PWR/UPS/C/001 | UPS Panel Fault | PWR/UPS/R/002 | Adjust
PWR/UPS | Uniterrupted Power Supply | PWR/UPS/P/001 | UPS Panel (UPS) | PWR/UPS/C/001 | UPS Panel Fault | PWR/UPS/R/003 | Reset
PWR/UPS | Uniterrupted Power Supply | PWR/UPS/P/001 | UPS Panel (UPS) | PWR/UPS/C/001 | UPS Panel Fault | PWR/UPS/R/004 | Top Up
PWR/UPS | Uniterrupted Power Supply | PWR/UPS/P/001 | UPS Panel (UPS) | PWR/UPS/C/001 | UPS Panel Fault | PWR/UPS/R/005 | Check and Secure
PWR/UPS | Uniterrupted Power Supply | PWR/UPS/P/001 | UPS Panel (UPS) | PWR/UPS/C/001 | UPS Panel Fault | PWR/UPS/R/006 | Restart
PWR/UPS | Uniterrupted Power Supply | PWR/UPS/P/001 | UPS Panel (UPS) | PWR/UPS/C/001 | UPS Panel Fault | PWR/UPS/R/007 | Others
PWR/UPS | Uniterrupted Power Supply | PWR/UPS/P/002 | Battery Bank (BATT) | PWR/UPS/C/002 | Battery Bank Fault | PWR/UPS/R/001 | Replace
PWR/UPS | Uniterrupted Power Supply | PWR/UPS/P/002 | Battery Bank (BATT) | PWR/UPS/C/002 | Battery Bank Fault | PWR/UPS/R/002 | Adjust
PWR/UPS | Uniterrupted Power Supply | PWR/UPS/P/002 | Battery Bank (BATT) | PWR/UPS/C/002 | Battery Bank Fault | PWR/UPS/R/003 | Reset
PWR/UPS | Uniterrupted Power Supply | PWR/UPS/P/002 | Battery Bank (BATT) | PWR/UPS/C/002 | Battery Bank Fault | PWR/UPS/R/004 | Top Up
PWR/UPS | Uniterrupted Power Supply | PWR/UPS/P/002 | Battery Bank (BATT) | PWR/UPS/C/002 | Battery Bank Fault | PWR/UPS/R/005 | Check and Secure
PWR/UPS | Uniterrupted Power Supply | PWR/UPS/P/002 | Battery Bank (BATT) | PWR/UPS/C/002 | Battery Bank Fault | PWR/UPS/R/006 | Restart
PWR/UPS | Uniterrupted Power Supply | PWR/UPS/P/002 | Battery Bank (BATT) | PWR/UPS/C/002 | Battery Bank Fault | PWR/UPS/R/007 | Others
PWR/UPS | Uniterrupted Power Supply | PWR/UPS/P/003 | Condition Monitoring Panel (CMP) | PWR/UPS/C/003 | Condition Monitoring Panel Fault | PWR/UPS/R/001 | Replace
PWR/UPS | Uniterrupted Power Supply | PWR/UPS/P/003 | Condition Monitoring Panel (CMP) | PWR/UPS/C/003 | Condition Monitoring Panel Fault | PWR/UPS/R/002 | Adjust
PWR/UPS | Uniterrupted Power Supply | PWR/UPS/P/003 | Condition Monitoring Panel (CMP) | PWR/UPS/C/003 | Condition Monitoring Panel Fault | PWR/UPS/R/003 | Reset
PWR/UPS | Uniterrupted Power Supply | PWR/UPS/P/003 | Condition Monitoring Panel (CMP) | PWR/UPS/C/003 | Condition Monitoring Panel Fault | PWR/UPS/R/004 | Top Up
PWR/UPS | Uniterrupted Power Supply | PWR/UPS/P/003 | Condition Monitoring Panel (CMP) | PWR/UPS/C/003 | Condition Monitoring Panel Fault | PWR/UPS/R/005 | Check and Secure
PWR/UPS | Uniterrupted Power Supply | PWR/UPS/P/003 | Condition Monitoring Panel (CMP) | PWR/UPS/C/003 | Condition Monitoring Panel Fault | PWR/UPS/R/006 | Restart
PWR/UPS | Uniterrupted Power Supply | PWR/UPS/P/003 | Condition Monitoring Panel (CMP) | PWR/UPS/C/003 | Condition Monitoring Panel Fault | PWR/UPS/R/007 | Others
PWR/OCR | Overhead Conductor Rail | PWR/OCR/P/001 | Supporting Structures (SUPP) / Droptube (DT) | PWR/OCR/C/001 | Droptube Fault | PWR/OCR/R/001 | Replace
PWR/OCR | Overhead Conductor Rail | PWR/OCR/P/001 | Supporting Structures (SUPP) / Droptube (DT) | PWR/OCR/C/001 | Droptube Fault | PWR/OCR/R/002 | Adjust
PWR/OCR | Overhead Conductor Rail | PWR/OCR/P/001 | Supporting Structures (SUPP) / Droptube (DT) | PWR/OCR/C/001 | Droptube Fault | PWR/OCR/R/003 | Reset
PWR/OCR | Overhead Conductor Rail | PWR/OCR/P/001 | Supporting Structures (SUPP) / Droptube (DT) | PWR/OCR/C/001 | Droptube Fault | PWR/OCR/R/004 | Top Up
PWR/OCR | Overhead Conductor Rail | PWR/OCR/P/001 | Supporting Structures (SUPP) / Droptube (DT) | PWR/OCR/C/001 | Droptube Fault | PWR/OCR/R/005 | Check and Secure
PWR/OCR | Overhead Conductor Rail | PWR/OCR/P/001 | Supporting Structures (SUPP) / Droptube (DT) | PWR/OCR/C/001 | Droptube Fault | PWR/OCR/R/006 | Restart
PWR/OCR | Overhead Conductor Rail | PWR/OCR/P/001 | Supporting Structures (SUPP) / Droptube (DT) | PWR/OCR/C/001 | Droptube Fault | PWR/OCR/R/007 | Others
PWR/OCR | Overhead Conductor Rail | PWR/OCR/P/002 | Supporting Structures (SUPP) / Pole Support (PSUP) | PWR/OCR/C/002 | Pole Support Fault | PWR/OCR/R/001 | Replace
PWR/OCR | Overhead Conductor Rail | PWR/OCR/P/002 | Supporting Structures (SUPP) / Pole Support (PSUP) | PWR/OCR/C/002 | Pole Support Fault | PWR/OCR/R/002 | Adjust
PWR/OCR | Overhead Conductor Rail | PWR/OCR/P/002 | Supporting Structures (SUPP) / Pole Support (PSUP) | PWR/OCR/C/002 | Pole Support Fault | PWR/OCR/R/003 | Reset
PWR/OCR | Overhead Conductor Rail | PWR/OCR/P/002 | Supporting Structures (SUPP) / Pole Support (PSUP) | PWR/OCR/C/002 | Pole Support Fault | PWR/OCR/R/004 | Top Up
PWR/OCR | Overhead Conductor Rail | PWR/OCR/P/002 | Supporting Structures (SUPP) / Pole Support (PSUP) | PWR/OCR/C/002 | Pole Support Fault | PWR/OCR/R/005 | Check and Secure
PWR/OCR | Overhead Conductor Rail | PWR/OCR/P/002 | Supporting Structures (SUPP) / Pole Support (PSUP) | PWR/OCR/C/002 | Pole Support Fault | PWR/OCR/R/006 | Restart
PWR/OCR | Overhead Conductor Rail | PWR/OCR/P/002 | Supporting Structures (SUPP) / Pole Support (PSUP) | PWR/OCR/C/002 | Pole Support Fault | PWR/OCR/R/007 | Others
PWR/OCR | Overhead Conductor Rail | PWR/OCR/P/003 | Supporting Structures (SUPP) / Fixed / Sliding Hanger Clamp (CLMP) | PWR/OCR/C/003 | Fixed / Sliding Hanger Clamp Fault | PWR/OCR/R/001 | Replace
PWR/OCR | Overhead Conductor Rail | PWR/OCR/P/003 | Supporting Structures (SUPP) / Fixed / Sliding Hanger Clamp (CLMP) | PWR/OCR/C/003 | Fixed / Sliding Hanger Clamp Fault | PWR/OCR/R/002 | Adjust
PWR/OCR | Overhead Conductor Rail | PWR/OCR/P/003 | Supporting Structures (SUPP) / Fixed / Sliding Hanger Clamp (CLMP) | PWR/OCR/C/003 | Fixed / Sliding Hanger Clamp Fault | PWR/OCR/R/003 | Reset
PWR/OCR | Overhead Conductor Rail | PWR/OCR/P/003 | Supporting Structures (SUPP) / Fixed / Sliding Hanger Clamp (CLMP) | PWR/OCR/C/003 | Fixed / Sliding Hanger Clamp Fault | PWR/OCR/R/004 | Top Up
PWR/OCR | Overhead Conductor Rail | PWR/OCR/P/003 | Supporting Structures (SUPP) / Fixed / Sliding Hanger Clamp (CLMP) | PWR/OCR/C/003 | Fixed / Sliding Hanger Clamp Fault | PWR/OCR/R/005 | Check and Secure
PWR/OCR | Overhead Conductor Rail | PWR/OCR/P/003 | Supporting Structures (SUPP) / Fixed / Sliding Hanger Clamp (CLMP) | PWR/OCR/C/003 | Fixed / Sliding Hanger Clamp Fault | PWR/OCR/R/006 | Restart
PWR/OCR | Overhead Conductor Rail | PWR/OCR/P/003 | Supporting Structures (SUPP) / Fixed / Sliding Hanger Clamp (CLMP) | PWR/OCR/C/003 | Fixed / Sliding Hanger Clamp Fault | PWR/OCR/R/007 | Others
PWR/OCR | Overhead Conductor Rail | PWR/OCR/P/004 | Conductor Rail (CR) / Contact Wire (CW) | PWR/OCR/C/004 | Contact Wire Fault | PWR/OCR/R/001 | Replace
PWR/OCR | Overhead Conductor Rail | PWR/OCR/P/004 | Conductor Rail (CR) / Contact Wire (CW) | PWR/OCR/C/004 | Contact Wire Fault | PWR/OCR/R/002 | Adjust
PWR/OCR | Overhead Conductor Rail | PWR/OCR/P/004 | Conductor Rail (CR) / Contact Wire (CW) | PWR/OCR/C/004 | Contact Wire Fault | PWR/OCR/R/003 | Reset
PWR/OCR | Overhead Conductor Rail | PWR/OCR/P/004 | Conductor Rail (CR) / Contact Wire (CW) | PWR/OCR/C/004 | Contact Wire Fault | PWR/OCR/R/004 | Top Up
PWR/OCR | Overhead Conductor Rail | PWR/OCR/P/004 | Conductor Rail (CR) / Contact Wire (CW) | PWR/OCR/C/004 | Contact Wire Fault | PWR/OCR/R/005 | Check and Secure
PWR/OCR | Overhead Conductor Rail | PWR/OCR/P/004 | Conductor Rail (CR) / Contact Wire (CW) | PWR/OCR/C/004 | Contact Wire Fault | PWR/OCR/R/006 | Restart
PWR/OCR | Overhead Conductor Rail | PWR/OCR/P/004 | Conductor Rail (CR) / Contact Wire (CW) | PWR/OCR/C/004 | Contact Wire Fault | PWR/OCR/R/007 | Others
PWR/OCR | Overhead Conductor Rail | PWR/OCR/P/005 | Conductor Rail (CR) / Aerial Earth Wire (AEW) | PWR/OCR/C/005 | Aerial Earth Wire Fault | PWR/OCR/R/001 | Replace
PWR/OCR | Overhead Conductor Rail | PWR/OCR/P/005 | Conductor Rail (CR) / Aerial Earth Wire (AEW) | PWR/OCR/C/005 | Aerial Earth Wire Fault | PWR/OCR/R/002 | Adjust
PWR/OCR | Overhead Conductor Rail | PWR/OCR/P/005 | Conductor Rail (CR) / Aerial Earth Wire (AEW) | PWR/OCR/C/005 | Aerial Earth Wire Fault | PWR/OCR/R/003 | Reset
PWR/OCR | Overhead Conductor Rail | PWR/OCR/P/005 | Conductor Rail (CR) / Aerial Earth Wire (AEW) | PWR/OCR/C/005 | Aerial Earth Wire Fault | PWR/OCR/R/004 | Top Up
PWR/OCR | Overhead Conductor Rail | PWR/OCR/P/005 | Conductor Rail (CR) / Aerial Earth Wire (AEW) | PWR/OCR/C/005 | Aerial Earth Wire Fault | PWR/OCR/R/005 | Check and Secure
PWR/OCR | Overhead Conductor Rail | PWR/OCR/P/005 | Conductor Rail (CR) / Aerial Earth Wire (AEW) | PWR/OCR/C/005 | Aerial Earth Wire Fault | PWR/OCR/R/006 | Restart
PWR/OCR | Overhead Conductor Rail | PWR/OCR/P/005 | Conductor Rail (CR) / Aerial Earth Wire (AEW) | PWR/OCR/C/005 | Aerial Earth Wire Fault | PWR/OCR/R/007 | Others
PWR/OCR | Overhead Conductor Rail | PWR/OCR/P/006 | Conductor Rail (CR) / Conductor Rail Profile (CRLP) | PWR/OCR/C/006 | Conductor Rail Profile Fault | PWR/OCR/R/001 | Replace
PWR/OCR | Overhead Conductor Rail | PWR/OCR/P/006 | Conductor Rail (CR) / Conductor Rail Profile (CRLP) | PWR/OCR/C/006 | Conductor Rail Profile Fault | PWR/OCR/R/002 | Adjust
PWR/OCR | Overhead Conductor Rail | PWR/OCR/P/006 | Conductor Rail (CR) / Conductor Rail Profile (CRLP) | PWR/OCR/C/006 | Conductor Rail Profile Fault | PWR/OCR/R/003 | Reset
PWR/OCR | Overhead Conductor Rail | PWR/OCR/P/006 | Conductor Rail (CR) / Conductor Rail Profile (CRLP) | PWR/OCR/C/006 | Conductor Rail Profile Fault | PWR/OCR/R/004 | Top Up
PWR/OCR | Overhead Conductor Rail | PWR/OCR/P/006 | Conductor Rail (CR) / Conductor Rail Profile (CRLP) | PWR/OCR/C/006 | Conductor Rail Profile Fault | PWR/OCR/R/005 | Check and Secure
PWR/OCR | Overhead Conductor Rail | PWR/OCR/P/006 | Conductor Rail (CR) / Conductor Rail Profile (CRLP) | PWR/OCR/C/006 | Conductor Rail Profile Fault | PWR/OCR/R/006 | Restart
PWR/OCR | Overhead Conductor Rail | PWR/OCR/P/006 | Conductor Rail (CR) / Conductor Rail Profile (CRLP) | PWR/OCR/C/006 | Conductor Rail Profile Fault | PWR/OCR/R/007 | Others
PWR/OCR | Overhead Conductor Rail | PWR/OCR/P/007 | Conductor Rail (CR) / Conductor Rail Ramp (CRLR) | PWR/OCR/C/007 | Conductor Rail Ramp Fault | PWR/OCR/R/001 | Replace
PWR/OCR | Overhead Conductor Rail | PWR/OCR/P/007 | Conductor Rail (CR) / Conductor Rail Ramp (CRLR) | PWR/OCR/C/007 | Conductor Rail Ramp Fault | PWR/OCR/R/002 | Adjust
PWR/OCR | Overhead Conductor Rail | PWR/OCR/P/007 | Conductor Rail (CR) / Conductor Rail Ramp (CRLR) | PWR/OCR/C/007 | Conductor Rail Ramp Fault | PWR/OCR/R/003 | Reset
PWR/OCR | Overhead Conductor Rail | PWR/OCR/P/007 | Conductor Rail (CR) / Conductor Rail Ramp (CRLR) | PWR/OCR/C/007 | Conductor Rail Ramp Fault | PWR/OCR/R/004 | Top Up
PWR/OCR | Overhead Conductor Rail | PWR/OCR/P/007 | Conductor Rail (CR) / Conductor Rail Ramp (CRLR) | PWR/OCR/C/007 | Conductor Rail Ramp Fault | PWR/OCR/R/005 | Check and Secure
PWR/OCR | Overhead Conductor Rail | PWR/OCR/P/007 | Conductor Rail (CR) / Conductor Rail Ramp (CRLR) | PWR/OCR/C/007 | Conductor Rail Ramp Fault | PWR/OCR/R/006 | Restart
PWR/OCR | Overhead Conductor Rail | PWR/OCR/P/007 | Conductor Rail (CR) / Conductor Rail Ramp (CRLR) | PWR/OCR/C/007 | Conductor Rail Ramp Fault | PWR/OCR/R/007 | Others
PWR/OCR | Overhead Conductor Rail | PWR/OCR/P/008 | Conductor Rail (CR) / Interlocking Joint (INJ) | PWR/OCR/C/008 | Interlocking Joint Fault | PWR/OCR/R/001 | Replace
PWR/OCR | Overhead Conductor Rail | PWR/OCR/P/008 | Conductor Rail (CR) / Interlocking Joint (INJ) | PWR/OCR/C/008 | Interlocking Joint Fault | PWR/OCR/R/002 | Adjust
PWR/OCR | Overhead Conductor Rail | PWR/OCR/P/008 | Conductor Rail (CR) / Interlocking Joint (INJ) | PWR/OCR/C/008 | Interlocking Joint Fault | PWR/OCR/R/003 | Reset
PWR/OCR | Overhead Conductor Rail | PWR/OCR/P/008 | Conductor Rail (CR) / Interlocking Joint (INJ) | PWR/OCR/C/008 | Interlocking Joint Fault | PWR/OCR/R/004 | Top Up
PWR/OCR | Overhead Conductor Rail | PWR/OCR/P/008 | Conductor Rail (CR) / Interlocking Joint (INJ) | PWR/OCR/C/008 | Interlocking Joint Fault | PWR/OCR/R/005 | Check and Secure
PWR/OCR | Overhead Conductor Rail | PWR/OCR/P/008 | Conductor Rail (CR) / Interlocking Joint (INJ) | PWR/OCR/C/008 | Interlocking Joint Fault | PWR/OCR/R/006 | Restart
PWR/OCR | Overhead Conductor Rail | PWR/OCR/P/008 | Conductor Rail (CR) / Interlocking Joint (INJ) | PWR/OCR/C/008 | Interlocking Joint Fault | PWR/OCR/R/007 | Others
PWR/OCR | Overhead Conductor Rail | PWR/OCR/P/010 | Insulator (INS) / Support Insulator (SPI) | PWR/OCR/C/010 | Support Insulator Fault | PWR/OCR/R/001 | Replace
PWR/OCR | Overhead Conductor Rail | PWR/OCR/P/010 | Insulator (INS) / Support Insulator (SPI) | PWR/OCR/C/010 | Support Insulator Fault | PWR/OCR/R/002 | Adjust
PWR/OCR | Overhead Conductor Rail | PWR/OCR/P/010 | Insulator (INS) / Support Insulator (SPI) | PWR/OCR/C/010 | Support Insulator Fault | PWR/OCR/R/003 | Reset
PWR/OCR | Overhead Conductor Rail | PWR/OCR/P/010 | Insulator (INS) / Support Insulator (SPI) | PWR/OCR/C/010 | Support Insulator Fault | PWR/OCR/R/004 | Top Up
PWR/OCR | Overhead Conductor Rail | PWR/OCR/P/010 | Insulator (INS) / Support Insulator (SPI) | PWR/OCR/C/010 | Support Insulator Fault | PWR/OCR/R/005 | Check and Secure
PWR/OCR | Overhead Conductor Rail | PWR/OCR/P/010 | Insulator (INS) / Support Insulator (SPI) | PWR/OCR/C/010 | Support Insulator Fault | PWR/OCR/R/006 | Restart
PWR/OCR | Overhead Conductor Rail | PWR/OCR/P/010 | Insulator (INS) / Support Insulator (SPI) | PWR/OCR/C/010 | Support Insulator Fault | PWR/OCR/R/007 | Others
PWR/OCR | Overhead Conductor Rail | PWR/OCR/P/011 | Insulator (INS) / Mid-point Anchor Insulator (MPI) | PWR/OCR/C/011 | Mid-Point Anchor Insulator Fault | PWR/OCR/R/001 | Replace
PWR/OCR | Overhead Conductor Rail | PWR/OCR/P/011 | Insulator (INS) / Mid-point Anchor Insulator (MPI) | PWR/OCR/C/011 | Mid-Point Anchor Insulator Fault | PWR/OCR/R/002 | Adjust
PWR/OCR | Overhead Conductor Rail | PWR/OCR/P/011 | Insulator (INS) / Mid-point Anchor Insulator (MPI) | PWR/OCR/C/011 | Mid-Point Anchor Insulator Fault | PWR/OCR/R/003 | Reset
PWR/OCR | Overhead Conductor Rail | PWR/OCR/P/011 | Insulator (INS) / Mid-point Anchor Insulator (MPI) | PWR/OCR/C/011 | Mid-Point Anchor Insulator Fault | PWR/OCR/R/004 | Top Up
PWR/OCR | Overhead Conductor Rail | PWR/OCR/P/011 | Insulator (INS) / Mid-point Anchor Insulator (MPI) | PWR/OCR/C/011 | Mid-Point Anchor Insulator Fault | PWR/OCR/R/005 | Check and Secure
PWR/OCR | Overhead Conductor Rail | PWR/OCR/P/011 | Insulator (INS) / Mid-point Anchor Insulator (MPI) | PWR/OCR/C/011 | Mid-Point Anchor Insulator Fault | PWR/OCR/R/006 | Restart
PWR/OCR | Overhead Conductor Rail | PWR/OCR/P/011 | Insulator (INS) / Mid-point Anchor Insulator (MPI) | PWR/OCR/C/011 | Mid-Point Anchor Insulator Fault | PWR/OCR/R/007 | Others
PWR/OCR | Overhead Conductor Rail | PWR/OCR/P/012 | Aerial Termination Bar (ATB) | PWR/OCR/C/012 | Aerial Termination Bar Fault | PWR/OCR/R/001 | Replace
PWR/OCR | Overhead Conductor Rail | PWR/OCR/P/012 | Aerial Termination Bar (ATB) | PWR/OCR/C/012 | Aerial Termination Bar Fault | PWR/OCR/R/002 | Adjust
PWR/OCR | Overhead Conductor Rail | PWR/OCR/P/012 | Aerial Termination Bar (ATB) | PWR/OCR/C/012 | Aerial Termination Bar Fault | PWR/OCR/R/003 | Reset
PWR/OCR | Overhead Conductor Rail | PWR/OCR/P/012 | Aerial Termination Bar (ATB) | PWR/OCR/C/012 | Aerial Termination Bar Fault | PWR/OCR/R/004 | Top Up
PWR/OCR | Overhead Conductor Rail | PWR/OCR/P/012 | Aerial Termination Bar (ATB) | PWR/OCR/C/012 | Aerial Termination Bar Fault | PWR/OCR/R/005 | Check and Secure
PWR/OCR | Overhead Conductor Rail | PWR/OCR/P/012 | Aerial Termination Bar (ATB) | PWR/OCR/C/012 | Aerial Termination Bar Fault | PWR/OCR/R/006 | Restart
PWR/OCR | Overhead Conductor Rail | PWR/OCR/P/012 | Aerial Termination Bar (ATB) | PWR/OCR/C/012 | Aerial Termination Bar Fault | PWR/OCR/R/007 | Others
PWR/ETS | Emergency Tripping System | PWR/ETS/P/001 | Emergency Tripping System | PWR/ETS/C/001 | Comm Port Fault | PWR/ETS/R/001 | Replace
PWR/ETS | Emergency Tripping System | PWR/ETS/P/001 | Emergency Tripping System | PWR/ETS/C/001 | Comm Port Fault | PWR/ETS/R/002 | Adjust
PWR/ETS | Emergency Tripping System | PWR/ETS/P/001 | Emergency Tripping System | PWR/ETS/C/001 | Comm Port Fault | PWR/ETS/R/003 | Reset
PWR/ETS | Emergency Tripping System | PWR/ETS/P/001 | Emergency Tripping System | PWR/ETS/C/001 | Comm Port Fault | PWR/ETS/R/004 | Top Up
PWR/ETS | Emergency Tripping System | PWR/ETS/P/001 | Emergency Tripping System | PWR/ETS/C/001 | Comm Port Fault | PWR/ETS/R/005 | Check and Secure
PWR/ETS | Emergency Tripping System | PWR/ETS/P/001 | Emergency Tripping System | PWR/ETS/C/001 | Comm Port Fault | PWR/ETS/R/006 | Restart
PWR/ETS | Emergency Tripping System | PWR/ETS/P/001 | Emergency Tripping System | PWR/ETS/C/001 | Comm Port Fault | PWR/ETS/R/007 | Others
PWR/ETS | Emergency Tripping System | PWR/ETS/P/001 | Emergency Tripping System | PWR/ETS/C/002 | PLC Fault | PWR/ETS/R/001 | Replace
PWR/ETS | Emergency Tripping System | PWR/ETS/P/001 | Emergency Tripping System | PWR/ETS/C/002 | PLC Fault | PWR/ETS/R/002 | Adjust
PWR/ETS | Emergency Tripping System | PWR/ETS/P/001 | Emergency Tripping System | PWR/ETS/C/002 | PLC Fault | PWR/ETS/R/003 | Reset
PWR/ETS | Emergency Tripping System | PWR/ETS/P/001 | Emergency Tripping System | PWR/ETS/C/002 | PLC Fault | PWR/ETS/R/004 | Top Up
PWR/ETS | Emergency Tripping System | PWR/ETS/P/001 | Emergency Tripping System | PWR/ETS/C/002 | PLC Fault | PWR/ETS/R/005 | Check and Secure
PWR/ETS | Emergency Tripping System | PWR/ETS/P/001 | Emergency Tripping System | PWR/ETS/C/002 | PLC Fault | PWR/ETS/R/006 | Restart
PWR/ETS | Emergency Tripping System | PWR/ETS/P/001 | Emergency Tripping System | PWR/ETS/C/002 | PLC Fault | PWR/ETS/R/007 | Others
ELE/MSB | LV Main Switch Board and Emergency Main Switch Board | ELE/MSB/P/001 | MSB Main Incoming (MA01, MB01) / Circuit Breaker (CB) | ELE/MSB/C/001 | External Fault | ELE/MSB/R/001 | Replace
ELE/MSB | LV Main Switch Board and Emergency Main Switch Board | ELE/MSB/P/001 | MSB Main Incoming (MA01, MB01) / Circuit Breaker (CB) | ELE/MSB/C/001 | External Fault | ELE/MSB/R/002 | Adjust
ELE/MSB | LV Main Switch Board and Emergency Main Switch Board | ELE/MSB/P/001 | MSB Main Incoming (MA01, MB01) / Circuit Breaker (CB) | ELE/MSB/C/001 | External Fault | ELE/MSB/R/003 | Reset
ELE/MSB | LV Main Switch Board and Emergency Main Switch Board | ELE/MSB/P/001 | MSB Main Incoming (MA01, MB01) / Circuit Breaker (CB) | ELE/MSB/C/001 | External Fault | ELE/MSB/R/004 | Top Up
ELE/MSB | LV Main Switch Board and Emergency Main Switch Board | ELE/MSB/P/001 | MSB Main Incoming (MA01, MB01) / Circuit Breaker (CB) | ELE/MSB/C/001 | External Fault | ELE/MSB/R/005 | Check and Secure
ELE/MSB | LV Main Switch Board and Emergency Main Switch Board | ELE/MSB/P/001 | MSB Main Incoming (MA01, MB01) / Circuit Breaker (CB) | ELE/MSB/C/001 | External Fault | ELE/MSB/R/006 | Restart
ELE/MSB | LV Main Switch Board and Emergency Main Switch Board | ELE/MSB/P/001 | MSB Main Incoming (MA01, MB01) / Circuit Breaker (CB) | ELE/MSB/C/001 | External Fault | ELE/MSB/R/007 | Others
ELE/MSB | LV Main Switch Board and Emergency Main Switch Board | ELE/MSB/P/001 | MSB Main Incoming (MA01, MB01) / Circuit Breaker (CB) | ELE/MSB/C/002 | No Fault Found | ELE/MSB/R/001 | Replace
ELE/MSB | LV Main Switch Board and Emergency Main Switch Board | ELE/MSB/P/001 | MSB Main Incoming (MA01, MB01) / Circuit Breaker (CB) | ELE/MSB/C/002 | No Fault Found | ELE/MSB/R/002 | Adjust
ELE/MSB | LV Main Switch Board and Emergency Main Switch Board | ELE/MSB/P/001 | MSB Main Incoming (MA01, MB01) / Circuit Breaker (CB) | ELE/MSB/C/002 | No Fault Found | ELE/MSB/R/003 | Reset
ELE/MSB | LV Main Switch Board and Emergency Main Switch Board | ELE/MSB/P/001 | MSB Main Incoming (MA01, MB01) / Circuit Breaker (CB) | ELE/MSB/C/002 | No Fault Found | ELE/MSB/R/004 | Top Up
ELE/MSB | LV Main Switch Board and Emergency Main Switch Board | ELE/MSB/P/001 | MSB Main Incoming (MA01, MB01) / Circuit Breaker (CB) | ELE/MSB/C/002 | No Fault Found | ELE/MSB/R/005 | Check and Secure
ELE/MSB | LV Main Switch Board and Emergency Main Switch Board | ELE/MSB/P/001 | MSB Main Incoming (MA01, MB01) / Circuit Breaker (CB) | ELE/MSB/C/002 | No Fault Found | ELE/MSB/R/006 | Restart
ELE/MSB | LV Main Switch Board and Emergency Main Switch Board | ELE/MSB/P/001 | MSB Main Incoming (MA01, MB01) / Circuit Breaker (CB) | ELE/MSB/C/002 | No Fault Found | ELE/MSB/R/007 | Others
ELE/MSB | LV Main Switch Board and Emergency Main Switch Board | ELE/MSB/P/001 | MSB Main Incoming (MA01, MB01) / Circuit Breaker (CB) | ELE/MSB/C/003 | Control Circuit Fault | ELE/MSB/R/001 | Replace
ELE/MSB | LV Main Switch Board and Emergency Main Switch Board | ELE/MSB/P/001 | MSB Main Incoming (MA01, MB01) / Circuit Breaker (CB) | ELE/MSB/C/003 | Control Circuit Fault | ELE/MSB/R/002 | Adjust
ELE/MSB | LV Main Switch Board and Emergency Main Switch Board | ELE/MSB/P/001 | MSB Main Incoming (MA01, MB01) / Circuit Breaker (CB) | ELE/MSB/C/003 | Control Circuit Fault | ELE/MSB/R/003 | Reset
ELE/MSB | LV Main Switch Board and Emergency Main Switch Board | ELE/MSB/P/001 | MSB Main Incoming (MA01, MB01) / Circuit Breaker (CB) | ELE/MSB/C/003 | Control Circuit Fault | ELE/MSB/R/004 | Top Up
ELE/MSB | LV Main Switch Board and Emergency Main Switch Board | ELE/MSB/P/001 | MSB Main Incoming (MA01, MB01) / Circuit Breaker (CB) | ELE/MSB/C/003 | Control Circuit Fault | ELE/MSB/R/005 | Check and Secure
ELE/MSB | LV Main Switch Board and Emergency Main Switch Board | ELE/MSB/P/001 | MSB Main Incoming (MA01, MB01) / Circuit Breaker (CB) | ELE/MSB/C/003 | Control Circuit Fault | ELE/MSB/R/006 | Restart
ELE/MSB | LV Main Switch Board and Emergency Main Switch Board | ELE/MSB/P/001 | MSB Main Incoming (MA01, MB01) / Circuit Breaker (CB) | ELE/MSB/C/003 | Control Circuit Fault | ELE/MSB/R/007 | Others
ELE/MSB | LV Main Switch Board and Emergency Main Switch Board | ELE/MSB/P/001 | MSB Main Incoming (MA01, MB01) / Circuit Breaker (CB) | ELE/MSB/C/004 | Trip Coil Fault | ELE/MSB/R/001 | Replace
ELE/MSB | LV Main Switch Board and Emergency Main Switch Board | ELE/MSB/P/001 | MSB Main Incoming (MA01, MB01) / Circuit Breaker (CB) | ELE/MSB/C/004 | Trip Coil Fault | ELE/MSB/R/002 | Adjust
ELE/MSB | LV Main Switch Board and Emergency Main Switch Board | ELE/MSB/P/001 | MSB Main Incoming (MA01, MB01) / Circuit Breaker (CB) | ELE/MSB/C/004 | Trip Coil Fault | ELE/MSB/R/003 | Reset
ELE/MSB | LV Main Switch Board and Emergency Main Switch Board | ELE/MSB/P/001 | MSB Main Incoming (MA01, MB01) / Circuit Breaker (CB) | ELE/MSB/C/004 | Trip Coil Fault | ELE/MSB/R/004 | Top Up
ELE/MSB | LV Main Switch Board and Emergency Main Switch Board | ELE/MSB/P/001 | MSB Main Incoming (MA01, MB01) / Circuit Breaker (CB) | ELE/MSB/C/004 | Trip Coil Fault | ELE/MSB/R/005 | Check and Secure
ELE/MSB | LV Main Switch Board and Emergency Main Switch Board | ELE/MSB/P/001 | MSB Main Incoming (MA01, MB01) / Circuit Breaker (CB) | ELE/MSB/C/004 | Trip Coil Fault | ELE/MSB/R/006 | Restart
ELE/MSB | LV Main Switch Board and Emergency Main Switch Board | ELE/MSB/P/001 | MSB Main Incoming (MA01, MB01) / Circuit Breaker (CB) | ELE/MSB/C/004 | Trip Coil Fault | ELE/MSB/R/007 | Others
ELE/MSB | LV Main Switch Board and Emergency Main Switch Board | ELE/MSB/P/002 | MSB Main Incoming (MA01, MB01) / Overcurrent and Earth Fault Relay (OCEFRL) | ELE/MSB/C/005 | Overcurrent and Earth Fault Relay Fault | ELE/MSB/R/001 | Replace
ELE/MSB | LV Main Switch Board and Emergency Main Switch Board | ELE/MSB/P/002 | MSB Main Incoming (MA01, MB01) / Overcurrent and Earth Fault Relay (OCEFRL) | ELE/MSB/C/005 | Overcurrent and Earth Fault Relay Fault | ELE/MSB/R/002 | Adjust
ELE/MSB | LV Main Switch Board and Emergency Main Switch Board | ELE/MSB/P/002 | MSB Main Incoming (MA01, MB01) / Overcurrent and Earth Fault Relay (OCEFRL) | ELE/MSB/C/005 | Overcurrent and Earth Fault Relay Fault | ELE/MSB/R/003 | Reset
ELE/MSB | LV Main Switch Board and Emergency Main Switch Board | ELE/MSB/P/002 | MSB Main Incoming (MA01, MB01) / Overcurrent and Earth Fault Relay (OCEFRL) | ELE/MSB/C/005 | Overcurrent and Earth Fault Relay Fault | ELE/MSB/R/004 | Top Up
ELE/MSB | LV Main Switch Board and Emergency Main Switch Board | ELE/MSB/P/002 | MSB Main Incoming (MA01, MB01) / Overcurrent and Earth Fault Relay (OCEFRL) | ELE/MSB/C/005 | Overcurrent and Earth Fault Relay Fault | ELE/MSB/R/005 | Check and Secure
ELE/MSB | LV Main Switch Board and Emergency Main Switch Board | ELE/MSB/P/002 | MSB Main Incoming (MA01, MB01) / Overcurrent and Earth Fault Relay (OCEFRL) | ELE/MSB/C/005 | Overcurrent and Earth Fault Relay Fault | ELE/MSB/R/006 | Restart
ELE/MSB | LV Main Switch Board and Emergency Main Switch Board | ELE/MSB/P/002 | MSB Main Incoming (MA01, MB01) / Overcurrent and Earth Fault Relay (OCEFRL) | ELE/MSB/C/005 | Overcurrent and Earth Fault Relay Fault | ELE/MSB/R/007 | Others
ELE/MSB | LV Main Switch Board and Emergency Main Switch Board | ELE/MSB/P/003 | MSB Main Incoming (MA01, MB01) / Undervoltage Relay (URL) | ELE/MSB/C/006 | Undervoltage Relay Fault | ELE/MSB/R/001 | Replace
ELE/MSB | LV Main Switch Board and Emergency Main Switch Board | ELE/MSB/P/003 | MSB Main Incoming (MA01, MB01) / Undervoltage Relay (URL) | ELE/MSB/C/006 | Undervoltage Relay Fault | ELE/MSB/R/002 | Adjust
ELE/MSB | LV Main Switch Board and Emergency Main Switch Board | ELE/MSB/P/003 | MSB Main Incoming (MA01, MB01) / Undervoltage Relay (URL) | ELE/MSB/C/006 | Undervoltage Relay Fault | ELE/MSB/R/003 | Reset
ELE/MSB | LV Main Switch Board and Emergency Main Switch Board | ELE/MSB/P/003 | MSB Main Incoming (MA01, MB01) / Undervoltage Relay (URL) | ELE/MSB/C/006 | Undervoltage Relay Fault | ELE/MSB/R/004 | Top Up
ELE/MSB | LV Main Switch Board and Emergency Main Switch Board | ELE/MSB/P/003 | MSB Main Incoming (MA01, MB01) / Undervoltage Relay (URL) | ELE/MSB/C/006 | Undervoltage Relay Fault | ELE/MSB/R/005 | Check and Secure
ELE/MSB | LV Main Switch Board and Emergency Main Switch Board | ELE/MSB/P/003 | MSB Main Incoming (MA01, MB01) / Undervoltage Relay (URL) | ELE/MSB/C/006 | Undervoltage Relay Fault | ELE/MSB/R/006 | Restart
ELE/MSB | LV Main Switch Board and Emergency Main Switch Board | ELE/MSB/P/003 | MSB Main Incoming (MA01, MB01) / Undervoltage Relay (URL) | ELE/MSB/C/006 | Undervoltage Relay Fault | ELE/MSB/R/007 | Others
ELE/MSB | LV Main Switch Board and Emergency Main Switch Board | ELE/MSB/P/004 | MSB Central Control Panel (CCP) | ELE/MSB/C/007 | MSB Central Control Panel Fault | ELE/MSB/R/001 | Replace
ELE/MSB | LV Main Switch Board and Emergency Main Switch Board | ELE/MSB/P/004 | MSB Central Control Panel (CCP) | ELE/MSB/C/007 | MSB Central Control Panel Fault | ELE/MSB/R/002 | Adjust
ELE/MSB | LV Main Switch Board and Emergency Main Switch Board | ELE/MSB/P/004 | MSB Central Control Panel (CCP) | ELE/MSB/C/007 | MSB Central Control Panel Fault | ELE/MSB/R/003 | Reset
ELE/MSB | LV Main Switch Board and Emergency Main Switch Board | ELE/MSB/P/004 | MSB Central Control Panel (CCP) | ELE/MSB/C/007 | MSB Central Control Panel Fault | ELE/MSB/R/004 | Top Up
ELE/MSB | LV Main Switch Board and Emergency Main Switch Board | ELE/MSB/P/004 | MSB Central Control Panel (CCP) | ELE/MSB/C/007 | MSB Central Control Panel Fault | ELE/MSB/R/005 | Check and Secure
ELE/MSB | LV Main Switch Board and Emergency Main Switch Board | ELE/MSB/P/004 | MSB Central Control Panel (CCP) | ELE/MSB/C/007 | MSB Central Control Panel Fault | ELE/MSB/R/006 | Restart
ELE/MSB | LV Main Switch Board and Emergency Main Switch Board | ELE/MSB/P/004 | MSB Central Control Panel (CCP) | ELE/MSB/C/007 | MSB Central Control Panel Fault | ELE/MSB/R/007 | Others
ELE/MSB | LV Main Switch Board and Emergency Main Switch Board | ELE/MSB/P/005 | MSB Generator Feeder (EA01) / Circuit Breaker (CB) | ELE/MSB/C/001 | External Fault | ELE/MSB/R/001 | Replace
ELE/MSB | LV Main Switch Board and Emergency Main Switch Board | ELE/MSB/P/005 | MSB Generator Feeder (EA01) / Circuit Breaker (CB) | ELE/MSB/C/001 | External Fault | ELE/MSB/R/002 | Adjust
ELE/MSB | LV Main Switch Board and Emergency Main Switch Board | ELE/MSB/P/005 | MSB Generator Feeder (EA01) / Circuit Breaker (CB) | ELE/MSB/C/001 | External Fault | ELE/MSB/R/003 | Reset
ELE/MSB | LV Main Switch Board and Emergency Main Switch Board | ELE/MSB/P/005 | MSB Generator Feeder (EA01) / Circuit Breaker (CB) | ELE/MSB/C/001 | External Fault | ELE/MSB/R/004 | Top Up
ELE/MSB | LV Main Switch Board and Emergency Main Switch Board | ELE/MSB/P/005 | MSB Generator Feeder (EA01) / Circuit Breaker (CB) | ELE/MSB/C/001 | External Fault | ELE/MSB/R/005 | Check and Secure
ELE/MSB | LV Main Switch Board and Emergency Main Switch Board | ELE/MSB/P/005 | MSB Generator Feeder (EA01) / Circuit Breaker (CB) | ELE/MSB/C/001 | External Fault | ELE/MSB/R/006 | Restart
ELE/MSB | LV Main Switch Board and Emergency Main Switch Board | ELE/MSB/P/005 | MSB Generator Feeder (EA01) / Circuit Breaker (CB) | ELE/MSB/C/001 | External Fault | ELE/MSB/R/007 | Others
ELE/MSB | LV Main Switch Board and Emergency Main Switch Board | ELE/MSB/P/005 | MSB Generator Feeder (EA01) / Circuit Breaker (CB) | ELE/MSB/C/002 | No Fault Found | ELE/MSB/R/001 | Replace
ELE/MSB | LV Main Switch Board and Emergency Main Switch Board | ELE/MSB/P/005 | MSB Generator Feeder (EA01) / Circuit Breaker (CB) | ELE/MSB/C/002 | No Fault Found | ELE/MSB/R/002 | Adjust
ELE/MSB | LV Main Switch Board and Emergency Main Switch Board | ELE/MSB/P/005 | MSB Generator Feeder (EA01) / Circuit Breaker (CB) | ELE/MSB/C/002 | No Fault Found | ELE/MSB/R/003 | Reset
ELE/MSB | LV Main Switch Board and Emergency Main Switch Board | ELE/MSB/P/005 | MSB Generator Feeder (EA01) / Circuit Breaker (CB) | ELE/MSB/C/002 | No Fault Found | ELE/MSB/R/004 | Top Up
ELE/MSB | LV Main Switch Board and Emergency Main Switch Board | ELE/MSB/P/005 | MSB Generator Feeder (EA01) / Circuit Breaker (CB) | ELE/MSB/C/002 | No Fault Found | ELE/MSB/R/005 | Check and Secure
ELE/MSB | LV Main Switch Board and Emergency Main Switch Board | ELE/MSB/P/005 | MSB Generator Feeder (EA01) / Circuit Breaker (CB) | ELE/MSB/C/002 | No Fault Found | ELE/MSB/R/006 | Restart
ELE/MSB | LV Main Switch Board and Emergency Main Switch Board | ELE/MSB/P/005 | MSB Generator Feeder (EA01) / Circuit Breaker (CB) | ELE/MSB/C/002 | No Fault Found | ELE/MSB/R/007 | Others
ELE/MSB | LV Main Switch Board and Emergency Main Switch Board | ELE/MSB/P/005 | MSB Generator Feeder (EA01) / Circuit Breaker (CB) | ELE/MSB/C/003 | Control Circuit Fault | ELE/MSB/R/001 | Replace
ELE/MSB | LV Main Switch Board and Emergency Main Switch Board | ELE/MSB/P/005 | MSB Generator Feeder (EA01) / Circuit Breaker (CB) | ELE/MSB/C/003 | Control Circuit Fault | ELE/MSB/R/002 | Adjust
ELE/MSB | LV Main Switch Board and Emergency Main Switch Board | ELE/MSB/P/005 | MSB Generator Feeder (EA01) / Circuit Breaker (CB) | ELE/MSB/C/003 | Control Circuit Fault | ELE/MSB/R/003 | Reset
ELE/MSB | LV Main Switch Board and Emergency Main Switch Board | ELE/MSB/P/005 | MSB Generator Feeder (EA01) / Circuit Breaker (CB) | ELE/MSB/C/003 | Control Circuit Fault | ELE/MSB/R/004 | Top Up
ELE/MSB | LV Main Switch Board and Emergency Main Switch Board | ELE/MSB/P/005 | MSB Generator Feeder (EA01) / Circuit Breaker (CB) | ELE/MSB/C/003 | Control Circuit Fault | ELE/MSB/R/005 | Check and Secure
ELE/MSB | LV Main Switch Board and Emergency Main Switch Board | ELE/MSB/P/005 | MSB Generator Feeder (EA01) / Circuit Breaker (CB) | ELE/MSB/C/003 | Control Circuit Fault | ELE/MSB/R/006 | Restart
ELE/MSB | LV Main Switch Board and Emergency Main Switch Board | ELE/MSB/P/005 | MSB Generator Feeder (EA01) / Circuit Breaker (CB) | ELE/MSB/C/003 | Control Circuit Fault | ELE/MSB/R/007 | Others
ELE/MSB | LV Main Switch Board and Emergency Main Switch Board | ELE/MSB/P/006 | MSB Generator Feeder (EA01) / Overcurrent and Earth Fault Relay (OCEFRL) | ELE/MSB/C/005 | Overcurrent and Earth Fault Relay Fault | ELE/MSB/R/001 | Replace
ELE/MSB | LV Main Switch Board and Emergency Main Switch Board | ELE/MSB/P/006 | MSB Generator Feeder (EA01) / Overcurrent and Earth Fault Relay (OCEFRL) | ELE/MSB/C/005 | Overcurrent and Earth Fault Relay Fault | ELE/MSB/R/002 | Adjust
ELE/MSB | LV Main Switch Board and Emergency Main Switch Board | ELE/MSB/P/006 | MSB Generator Feeder (EA01) / Overcurrent and Earth Fault Relay (OCEFRL) | ELE/MSB/C/005 | Overcurrent and Earth Fault Relay Fault | ELE/MSB/R/003 | Reset
ELE/MSB | LV Main Switch Board and Emergency Main Switch Board | ELE/MSB/P/006 | MSB Generator Feeder (EA01) / Overcurrent and Earth Fault Relay (OCEFRL) | ELE/MSB/C/005 | Overcurrent and Earth Fault Relay Fault | ELE/MSB/R/004 | Top Up
ELE/MSB | LV Main Switch Board and Emergency Main Switch Board | ELE/MSB/P/006 | MSB Generator Feeder (EA01) / Overcurrent and Earth Fault Relay (OCEFRL) | ELE/MSB/C/005 | Overcurrent and Earth Fault Relay Fault | ELE/MSB/R/005 | Check and Secure
ELE/MSB | LV Main Switch Board and Emergency Main Switch Board | ELE/MSB/P/006 | MSB Generator Feeder (EA01) / Overcurrent and Earth Fault Relay (OCEFRL) | ELE/MSB/C/005 | Overcurrent and Earth Fault Relay Fault | ELE/MSB/R/006 | Restart
ELE/MSB | LV Main Switch Board and Emergency Main Switch Board | ELE/MSB/P/006 | MSB Generator Feeder (EA01) / Overcurrent and Earth Fault Relay (OCEFRL) | ELE/MSB/C/005 | Overcurrent and Earth Fault Relay Fault | ELE/MSB/R/007 | Others
ELE/MSB | LV Main Switch Board and Emergency Main Switch Board | ELE/MSB/P/007 | MSB Feeder (MF) / Circuit Breaker (CB) | ELE/MSB/C/001 | External Fault | ELE/MSB/R/001 | Replace
ELE/MSB | LV Main Switch Board and Emergency Main Switch Board | ELE/MSB/P/007 | MSB Feeder (MF) / Circuit Breaker (CB) | ELE/MSB/C/001 | External Fault | ELE/MSB/R/002 | Adjust
ELE/MSB | LV Main Switch Board and Emergency Main Switch Board | ELE/MSB/P/007 | MSB Feeder (MF) / Circuit Breaker (CB) | ELE/MSB/C/001 | External Fault | ELE/MSB/R/003 | Reset
ELE/MSB | LV Main Switch Board and Emergency Main Switch Board | ELE/MSB/P/007 | MSB Feeder (MF) / Circuit Breaker (CB) | ELE/MSB/C/001 | External Fault | ELE/MSB/R/004 | Top Up
ELE/MSB | LV Main Switch Board and Emergency Main Switch Board | ELE/MSB/P/007 | MSB Feeder (MF) / Circuit Breaker (CB) | ELE/MSB/C/001 | External Fault | ELE/MSB/R/005 | Check and Secure
ELE/MSB | LV Main Switch Board and Emergency Main Switch Board | ELE/MSB/P/007 | MSB Feeder (MF) / Circuit Breaker (CB) | ELE/MSB/C/001 | External Fault | ELE/MSB/R/006 | Restart
ELE/MSB | LV Main Switch Board and Emergency Main Switch Board | ELE/MSB/P/007 | MSB Feeder (MF) / Circuit Breaker (CB) | ELE/MSB/C/001 | External Fault | ELE/MSB/R/007 | Others
ELE/MSB | LV Main Switch Board and Emergency Main Switch Board | ELE/MSB/P/007 | MSB Feeder (MF) / Circuit Breaker (CB) | ELE/MSB/C/002 | No Fault Found | ELE/MSB/R/001 | Replace
ELE/MSB | LV Main Switch Board and Emergency Main Switch Board | ELE/MSB/P/007 | MSB Feeder (MF) / Circuit Breaker (CB) | ELE/MSB/C/002 | No Fault Found | ELE/MSB/R/002 | Adjust
ELE/MSB | LV Main Switch Board and Emergency Main Switch Board | ELE/MSB/P/007 | MSB Feeder (MF) / Circuit Breaker (CB) | ELE/MSB/C/002 | No Fault Found | ELE/MSB/R/003 | Reset
ELE/MSB | LV Main Switch Board and Emergency Main Switch Board | ELE/MSB/P/007 | MSB Feeder (MF) / Circuit Breaker (CB) | ELE/MSB/C/002 | No Fault Found | ELE/MSB/R/004 | Top Up
ELE/MSB | LV Main Switch Board and Emergency Main Switch Board | ELE/MSB/P/007 | MSB Feeder (MF) / Circuit Breaker (CB) | ELE/MSB/C/002 | No Fault Found | ELE/MSB/R/005 | Check and Secure
ELE/MSB | LV Main Switch Board and Emergency Main Switch Board | ELE/MSB/P/007 | MSB Feeder (MF) / Circuit Breaker (CB) | ELE/MSB/C/002 | No Fault Found | ELE/MSB/R/006 | Restart
ELE/MSB | LV Main Switch Board and Emergency Main Switch Board | ELE/MSB/P/007 | MSB Feeder (MF) / Circuit Breaker (CB) | ELE/MSB/C/002 | No Fault Found | ELE/MSB/R/007 | Others
ELE/MSB | LV Main Switch Board and Emergency Main Switch Board | ELE/MSB/P/007 | MSB Feeder (MF) / Circuit Breaker (CB) | ELE/MSB/C/003 | Control Circuit Fault | ELE/MSB/R/001 | Replace
ELE/MSB | LV Main Switch Board and Emergency Main Switch Board | ELE/MSB/P/007 | MSB Feeder (MF) / Circuit Breaker (CB) | ELE/MSB/C/003 | Control Circuit Fault | ELE/MSB/R/002 | Adjust
ELE/MSB | LV Main Switch Board and Emergency Main Switch Board | ELE/MSB/P/007 | MSB Feeder (MF) / Circuit Breaker (CB) | ELE/MSB/C/003 | Control Circuit Fault | ELE/MSB/R/003 | Reset
ELE/MSB | LV Main Switch Board and Emergency Main Switch Board | ELE/MSB/P/007 | MSB Feeder (MF) / Circuit Breaker (CB) | ELE/MSB/C/003 | Control Circuit Fault | ELE/MSB/R/004 | Top Up
ELE/MSB | LV Main Switch Board and Emergency Main Switch Board | ELE/MSB/P/007 | MSB Feeder (MF) / Circuit Breaker (CB) | ELE/MSB/C/003 | Control Circuit Fault | ELE/MSB/R/005 | Check and Secure
ELE/MSB | LV Main Switch Board and Emergency Main Switch Board | ELE/MSB/P/007 | MSB Feeder (MF) / Circuit Breaker (CB) | ELE/MSB/C/003 | Control Circuit Fault | ELE/MSB/R/006 | Restart
ELE/MSB | LV Main Switch Board and Emergency Main Switch Board | ELE/MSB/P/007 | MSB Feeder (MF) / Circuit Breaker (CB) | ELE/MSB/C/003 | Control Circuit Fault | ELE/MSB/R/007 | Others
ELE/MSB | LV Main Switch Board and Emergency Main Switch Board | ELE/MSB/P/008 | MSB Feeder (MF) / Overcurrent and Earth Fault Relay (OCEFRL) | ELE/MSB/C/005 | Overcurrent and Earth Fault Relay Fault | ELE/MSB/R/001 | Replace
ELE/MSB | LV Main Switch Board and Emergency Main Switch Board | ELE/MSB/P/008 | MSB Feeder (MF) / Overcurrent and Earth Fault Relay (OCEFRL) | ELE/MSB/C/005 | Overcurrent and Earth Fault Relay Fault | ELE/MSB/R/002 | Adjust
ELE/MSB | LV Main Switch Board and Emergency Main Switch Board | ELE/MSB/P/008 | MSB Feeder (MF) / Overcurrent and Earth Fault Relay (OCEFRL) | ELE/MSB/C/005 | Overcurrent and Earth Fault Relay Fault | ELE/MSB/R/003 | Reset
ELE/MSB | LV Main Switch Board and Emergency Main Switch Board | ELE/MSB/P/008 | MSB Feeder (MF) / Overcurrent and Earth Fault Relay (OCEFRL) | ELE/MSB/C/005 | Overcurrent and Earth Fault Relay Fault | ELE/MSB/R/004 | Top Up
ELE/MSB | LV Main Switch Board and Emergency Main Switch Board | ELE/MSB/P/008 | MSB Feeder (MF) / Overcurrent and Earth Fault Relay (OCEFRL) | ELE/MSB/C/005 | Overcurrent and Earth Fault Relay Fault | ELE/MSB/R/005 | Check and Secure
ELE/MSB | LV Main Switch Board and Emergency Main Switch Board | ELE/MSB/P/008 | MSB Feeder (MF) / Overcurrent and Earth Fault Relay (OCEFRL) | ELE/MSB/C/005 | Overcurrent and Earth Fault Relay Fault | ELE/MSB/R/006 | Restart
ELE/MSB | LV Main Switch Board and Emergency Main Switch Board | ELE/MSB/P/008 | MSB Feeder (MF) / Overcurrent and Earth Fault Relay (OCEFRL) | ELE/MSB/C/005 | Overcurrent and Earth Fault Relay Fault | ELE/MSB/R/007 | Others
ELE/MSB | LV Main Switch Board and Emergency Main Switch Board | ELE/MSB/P/009 | MSB Tie Feeder (MAB/MBA) / Circuit Breaker (CB) | ELE/MSB/C/001 | External Fault | ELE/MSB/R/001 | Replace
ELE/MSB | LV Main Switch Board and Emergency Main Switch Board | ELE/MSB/P/009 | MSB Tie Feeder (MAB/MBA) / Circuit Breaker (CB) | ELE/MSB/C/001 | External Fault | ELE/MSB/R/002 | Adjust
ELE/MSB | LV Main Switch Board and Emergency Main Switch Board | ELE/MSB/P/009 | MSB Tie Feeder (MAB/MBA) / Circuit Breaker (CB) | ELE/MSB/C/001 | External Fault | ELE/MSB/R/003 | Reset
ELE/MSB | LV Main Switch Board and Emergency Main Switch Board | ELE/MSB/P/009 | MSB Tie Feeder (MAB/MBA) / Circuit Breaker (CB) | ELE/MSB/C/001 | External Fault | ELE/MSB/R/004 | Top Up
ELE/MSB | LV Main Switch Board and Emergency Main Switch Board | ELE/MSB/P/009 | MSB Tie Feeder (MAB/MBA) / Circuit Breaker (CB) | ELE/MSB/C/001 | External Fault | ELE/MSB/R/005 | Check and Secure
ELE/MSB | LV Main Switch Board and Emergency Main Switch Board | ELE/MSB/P/009 | MSB Tie Feeder (MAB/MBA) / Circuit Breaker (CB) | ELE/MSB/C/001 | External Fault | ELE/MSB/R/006 | Restart
ELE/MSB | LV Main Switch Board and Emergency Main Switch Board | ELE/MSB/P/009 | MSB Tie Feeder (MAB/MBA) / Circuit Breaker (CB) | ELE/MSB/C/001 | External Fault | ELE/MSB/R/007 | Others
ELE/MSB | LV Main Switch Board and Emergency Main Switch Board | ELE/MSB/P/009 | MSB Tie Feeder (MAB/MBA) / Circuit Breaker (CB) | ELE/MSB/C/002 | No Fault Found | ELE/MSB/R/001 | Replace
ELE/MSB | LV Main Switch Board and Emergency Main Switch Board | ELE/MSB/P/009 | MSB Tie Feeder (MAB/MBA) / Circuit Breaker (CB) | ELE/MSB/C/002 | No Fault Found | ELE/MSB/R/002 | Adjust
ELE/MSB | LV Main Switch Board and Emergency Main Switch Board | ELE/MSB/P/009 | MSB Tie Feeder (MAB/MBA) / Circuit Breaker (CB) | ELE/MSB/C/002 | No Fault Found | ELE/MSB/R/003 | Reset
ELE/MSB | LV Main Switch Board and Emergency Main Switch Board | ELE/MSB/P/009 | MSB Tie Feeder (MAB/MBA) / Circuit Breaker (CB) | ELE/MSB/C/002 | No Fault Found | ELE/MSB/R/004 | Top Up
ELE/MSB | LV Main Switch Board and Emergency Main Switch Board | ELE/MSB/P/009 | MSB Tie Feeder (MAB/MBA) / Circuit Breaker (CB) | ELE/MSB/C/002 | No Fault Found | ELE/MSB/R/005 | Check and Secure
ELE/MSB | LV Main Switch Board and Emergency Main Switch Board | ELE/MSB/P/009 | MSB Tie Feeder (MAB/MBA) / Circuit Breaker (CB) | ELE/MSB/C/002 | No Fault Found | ELE/MSB/R/006 | Restart
ELE/MSB | LV Main Switch Board and Emergency Main Switch Board | ELE/MSB/P/009 | MSB Tie Feeder (MAB/MBA) / Circuit Breaker (CB) | ELE/MSB/C/002 | No Fault Found | ELE/MSB/R/007 | Others
ELE/MSB | LV Main Switch Board and Emergency Main Switch Board | ELE/MSB/P/009 | MSB Tie Feeder (MAB/MBA) / Circuit Breaker (CB) | ELE/MSB/C/003 | Control Circuit Fault | ELE/MSB/R/001 | Replace
ELE/MSB | LV Main Switch Board and Emergency Main Switch Board | ELE/MSB/P/009 | MSB Tie Feeder (MAB/MBA) / Circuit Breaker (CB) | ELE/MSB/C/003 | Control Circuit Fault | ELE/MSB/R/002 | Adjust
ELE/MSB | LV Main Switch Board and Emergency Main Switch Board | ELE/MSB/P/009 | MSB Tie Feeder (MAB/MBA) / Circuit Breaker (CB) | ELE/MSB/C/003 | Control Circuit Fault | ELE/MSB/R/003 | Reset
ELE/MSB | LV Main Switch Board and Emergency Main Switch Board | ELE/MSB/P/009 | MSB Tie Feeder (MAB/MBA) / Circuit Breaker (CB) | ELE/MSB/C/003 | Control Circuit Fault | ELE/MSB/R/004 | Top Up
ELE/MSB | LV Main Switch Board and Emergency Main Switch Board | ELE/MSB/P/009 | MSB Tie Feeder (MAB/MBA) / Circuit Breaker (CB) | ELE/MSB/C/003 | Control Circuit Fault | ELE/MSB/R/005 | Check and Secure
ELE/MSB | LV Main Switch Board and Emergency Main Switch Board | ELE/MSB/P/009 | MSB Tie Feeder (MAB/MBA) / Circuit Breaker (CB) | ELE/MSB/C/003 | Control Circuit Fault | ELE/MSB/R/006 | Restart
ELE/MSB | LV Main Switch Board and Emergency Main Switch Board | ELE/MSB/P/009 | MSB Tie Feeder (MAB/MBA) / Circuit Breaker (CB) | ELE/MSB/C/003 | Control Circuit Fault | ELE/MSB/R/007 | Others
ELE/MSB | LV Main Switch Board and Emergency Main Switch Board | ELE/MSB/P/009 | MSB Tie Feeder (MAB/MBA) / Circuit Breaker (CB) | ELE/MSB/C/008 | Loose Contact | ELE/MSB/R/001 | Replace
ELE/MSB | LV Main Switch Board and Emergency Main Switch Board | ELE/MSB/P/009 | MSB Tie Feeder (MAB/MBA) / Circuit Breaker (CB) | ELE/MSB/C/008 | Loose Contact | ELE/MSB/R/002 | Adjust
ELE/MSB | LV Main Switch Board and Emergency Main Switch Board | ELE/MSB/P/009 | MSB Tie Feeder (MAB/MBA) / Circuit Breaker (CB) | ELE/MSB/C/008 | Loose Contact | ELE/MSB/R/003 | Reset
ELE/MSB | LV Main Switch Board and Emergency Main Switch Board | ELE/MSB/P/009 | MSB Tie Feeder (MAB/MBA) / Circuit Breaker (CB) | ELE/MSB/C/008 | Loose Contact | ELE/MSB/R/004 | Top Up
ELE/MSB | LV Main Switch Board and Emergency Main Switch Board | ELE/MSB/P/009 | MSB Tie Feeder (MAB/MBA) / Circuit Breaker (CB) | ELE/MSB/C/008 | Loose Contact | ELE/MSB/R/005 | Check and Secure
ELE/MSB | LV Main Switch Board and Emergency Main Switch Board | ELE/MSB/P/009 | MSB Tie Feeder (MAB/MBA) / Circuit Breaker (CB) | ELE/MSB/C/008 | Loose Contact | ELE/MSB/R/006 | Restart
ELE/MSB | LV Main Switch Board and Emergency Main Switch Board | ELE/MSB/P/009 | MSB Tie Feeder (MAB/MBA) / Circuit Breaker (CB) | ELE/MSB/C/008 | Loose Contact | ELE/MSB/R/007 | Others
ELE/MSB | LV Main Switch Board and Emergency Main Switch Board | ELE/MSB/P/010 | MSB Tie Feeder (MAB/MBA) / Overcurrent and Earth Fault Relay (OCEFRL) | ELE/MSB/C/005 | Overcurrent and Earth Fault Relay Fault | ELE/MSB/R/001 | Replace
ELE/MSB | LV Main Switch Board and Emergency Main Switch Board | ELE/MSB/P/010 | MSB Tie Feeder (MAB/MBA) / Overcurrent and Earth Fault Relay (OCEFRL) | ELE/MSB/C/005 | Overcurrent and Earth Fault Relay Fault | ELE/MSB/R/002 | Adjust
ELE/MSB | LV Main Switch Board and Emergency Main Switch Board | ELE/MSB/P/010 | MSB Tie Feeder (MAB/MBA) / Overcurrent and Earth Fault Relay (OCEFRL) | ELE/MSB/C/005 | Overcurrent and Earth Fault Relay Fault | ELE/MSB/R/003 | Reset
ELE/MSB | LV Main Switch Board and Emergency Main Switch Board | ELE/MSB/P/010 | MSB Tie Feeder (MAB/MBA) / Overcurrent and Earth Fault Relay (OCEFRL) | ELE/MSB/C/005 | Overcurrent and Earth Fault Relay Fault | ELE/MSB/R/004 | Top Up
ELE/MSB | LV Main Switch Board and Emergency Main Switch Board | ELE/MSB/P/010 | MSB Tie Feeder (MAB/MBA) / Overcurrent and Earth Fault Relay (OCEFRL) | ELE/MSB/C/005 | Overcurrent and Earth Fault Relay Fault | ELE/MSB/R/005 | Check and Secure
ELE/MSB | LV Main Switch Board and Emergency Main Switch Board | ELE/MSB/P/010 | MSB Tie Feeder (MAB/MBA) / Overcurrent and Earth Fault Relay (OCEFRL) | ELE/MSB/C/005 | Overcurrent and Earth Fault Relay Fault | ELE/MSB/R/006 | Restart
ELE/MSB | LV Main Switch Board and Emergency Main Switch Board | ELE/MSB/P/010 | MSB Tie Feeder (MAB/MBA) / Overcurrent and Earth Fault Relay (OCEFRL) | ELE/MSB/C/005 | Overcurrent and Earth Fault Relay Fault | ELE/MSB/R/007 | Others
ELE/EDS | Electrical Distribution System | ELE/EDS/P/001 | Bus Duct (BD) | ELE/EDS/C/009 | Bus Duct Fault | ELE/EDS/R/001 | Replace
ELE/EDS | Electrical Distribution System | ELE/EDS/P/001 | Bus Duct (BD) | ELE/EDS/C/009 | Bus Duct Fault | ELE/EDS/R/002 | Adjust
ELE/EDS | Electrical Distribution System | ELE/EDS/P/001 | Bus Duct (BD) | ELE/EDS/C/009 | Bus Duct Fault | ELE/EDS/R/003 | Reset
ELE/EDS | Electrical Distribution System | ELE/EDS/P/001 | Bus Duct (BD) | ELE/EDS/C/009 | Bus Duct Fault | ELE/EDS/R/004 | Top Up
ELE/EDS | Electrical Distribution System | ELE/EDS/P/001 | Bus Duct (BD) | ELE/EDS/C/009 | Bus Duct Fault | ELE/EDS/R/005 | Check and Secure
ELE/EDS | Electrical Distribution System | ELE/EDS/P/001 | Bus Duct (BD) | ELE/EDS/C/009 | Bus Duct Fault | ELE/EDS/R/006 | Restart
ELE/EDS | Electrical Distribution System | ELE/EDS/P/001 | Bus Duct (BD) | ELE/EDS/C/009 | Bus Duct Fault | ELE/EDS/R/007 | Others
ELE/MSB | LV Main Switch Board and Emergency Main Switch Board | ELE/MSB/P/012 | EMSB Main incoming (EA01, EB01) / Circuit Breaker (CB) | ELE/MSB/C/001 | External Fault | ELE/MSB/R/001 | Replace
ELE/MSB | LV Main Switch Board and Emergency Main Switch Board | ELE/MSB/P/012 | EMSB Main incoming (EA01, EB01) / Circuit Breaker (CB) | ELE/MSB/C/001 | External Fault | ELE/MSB/R/002 | Adjust
ELE/MSB | LV Main Switch Board and Emergency Main Switch Board | ELE/MSB/P/012 | EMSB Main incoming (EA01, EB01) / Circuit Breaker (CB) | ELE/MSB/C/001 | External Fault | ELE/MSB/R/003 | Reset
ELE/MSB | LV Main Switch Board and Emergency Main Switch Board | ELE/MSB/P/012 | EMSB Main incoming (EA01, EB01) / Circuit Breaker (CB) | ELE/MSB/C/001 | External Fault | ELE/MSB/R/004 | Top Up
ELE/MSB | LV Main Switch Board and Emergency Main Switch Board | ELE/MSB/P/012 | EMSB Main incoming (EA01, EB01) / Circuit Breaker (CB) | ELE/MSB/C/001 | External Fault | ELE/MSB/R/005 | Check and Secure
ELE/MSB | LV Main Switch Board and Emergency Main Switch Board | ELE/MSB/P/012 | EMSB Main incoming (EA01, EB01) / Circuit Breaker (CB) | ELE/MSB/C/001 | External Fault | ELE/MSB/R/006 | Restart
ELE/MSB | LV Main Switch Board and Emergency Main Switch Board | ELE/MSB/P/012 | EMSB Main incoming (EA01, EB01) / Circuit Breaker (CB) | ELE/MSB/C/001 | External Fault | ELE/MSB/R/007 | Others
ELE/MSB | LV Main Switch Board and Emergency Main Switch Board | ELE/MSB/P/012 | EMSB Main incoming (EA01, EB01) / Circuit Breaker (CB) | ELE/MSB/C/002 | No Fault Found | ELE/MSB/R/001 | Replace
ELE/MSB | LV Main Switch Board and Emergency Main Switch Board | ELE/MSB/P/012 | EMSB Main incoming (EA01, EB01) / Circuit Breaker (CB) | ELE/MSB/C/002 | No Fault Found | ELE/MSB/R/002 | Adjust
ELE/MSB | LV Main Switch Board and Emergency Main Switch Board | ELE/MSB/P/012 | EMSB Main incoming (EA01, EB01) / Circuit Breaker (CB) | ELE/MSB/C/002 | No Fault Found | ELE/MSB/R/003 | Reset
ELE/MSB | LV Main Switch Board and Emergency Main Switch Board | ELE/MSB/P/012 | EMSB Main incoming (EA01, EB01) / Circuit Breaker (CB) | ELE/MSB/C/002 | No Fault Found | ELE/MSB/R/004 | Top Up
ELE/MSB | LV Main Switch Board and Emergency Main Switch Board | ELE/MSB/P/012 | EMSB Main incoming (EA01, EB01) / Circuit Breaker (CB) | ELE/MSB/C/002 | No Fault Found | ELE/MSB/R/005 | Check and Secure
ELE/MSB | LV Main Switch Board and Emergency Main Switch Board | ELE/MSB/P/012 | EMSB Main incoming (EA01, EB01) / Circuit Breaker (CB) | ELE/MSB/C/002 | No Fault Found | ELE/MSB/R/006 | Restart
ELE/MSB | LV Main Switch Board and Emergency Main Switch Board | ELE/MSB/P/012 | EMSB Main incoming (EA01, EB01) / Circuit Breaker (CB) | ELE/MSB/C/002 | No Fault Found | ELE/MSB/R/007 | Others
ELE/MSB | LV Main Switch Board and Emergency Main Switch Board | ELE/MSB/P/012 | EMSB Main incoming (EA01, EB01) / Circuit Breaker (CB) | ELE/MSB/C/003 | Control Circuit Fault | ELE/MSB/R/001 | Replace
ELE/MSB | LV Main Switch Board and Emergency Main Switch Board | ELE/MSB/P/012 | EMSB Main incoming (EA01, EB01) / Circuit Breaker (CB) | ELE/MSB/C/003 | Control Circuit Fault | ELE/MSB/R/002 | Adjust
ELE/MSB | LV Main Switch Board and Emergency Main Switch Board | ELE/MSB/P/012 | EMSB Main incoming (EA01, EB01) / Circuit Breaker (CB) | ELE/MSB/C/003 | Control Circuit Fault | ELE/MSB/R/003 | Reset
ELE/MSB | LV Main Switch Board and Emergency Main Switch Board | ELE/MSB/P/012 | EMSB Main incoming (EA01, EB01) / Circuit Breaker (CB) | ELE/MSB/C/003 | Control Circuit Fault | ELE/MSB/R/004 | Top Up
ELE/MSB | LV Main Switch Board and Emergency Main Switch Board | ELE/MSB/P/012 | EMSB Main incoming (EA01, EB01) / Circuit Breaker (CB) | ELE/MSB/C/003 | Control Circuit Fault | ELE/MSB/R/005 | Check and Secure
ELE/MSB | LV Main Switch Board and Emergency Main Switch Board | ELE/MSB/P/012 | EMSB Main incoming (EA01, EB01) / Circuit Breaker (CB) | ELE/MSB/C/003 | Control Circuit Fault | ELE/MSB/R/006 | Restart
ELE/MSB | LV Main Switch Board and Emergency Main Switch Board | ELE/MSB/P/012 | EMSB Main incoming (EA01, EB01) / Circuit Breaker (CB) | ELE/MSB/C/003 | Control Circuit Fault | ELE/MSB/R/007 | Others
ELE/MSB | LV Main Switch Board and Emergency Main Switch Board | ELE/MSB/P/013 | EMSB Main incoming (EA01, EB01) / Overcurrent and Earth Fault Relay (OCEFRL) | ELE/MSB/C/005 | Overcurrent and Earth Fault Relay Fault | ELE/MSB/R/001 | Replace
ELE/MSB | LV Main Switch Board and Emergency Main Switch Board | ELE/MSB/P/013 | EMSB Main incoming (EA01, EB01) / Overcurrent and Earth Fault Relay (OCEFRL) | ELE/MSB/C/005 | Overcurrent and Earth Fault Relay Fault | ELE/MSB/R/002 | Adjust
ELE/MSB | LV Main Switch Board and Emergency Main Switch Board | ELE/MSB/P/013 | EMSB Main incoming (EA01, EB01) / Overcurrent and Earth Fault Relay (OCEFRL) | ELE/MSB/C/005 | Overcurrent and Earth Fault Relay Fault | ELE/MSB/R/003 | Reset
ELE/MSB | LV Main Switch Board and Emergency Main Switch Board | ELE/MSB/P/013 | EMSB Main incoming (EA01, EB01) / Overcurrent and Earth Fault Relay (OCEFRL) | ELE/MSB/C/005 | Overcurrent and Earth Fault Relay Fault | ELE/MSB/R/004 | Top Up
ELE/MSB | LV Main Switch Board and Emergency Main Switch Board | ELE/MSB/P/013 | EMSB Main incoming (EA01, EB01) / Overcurrent and Earth Fault Relay (OCEFRL) | ELE/MSB/C/005 | Overcurrent and Earth Fault Relay Fault | ELE/MSB/R/005 | Check and Secure
ELE/MSB | LV Main Switch Board and Emergency Main Switch Board | ELE/MSB/P/013 | EMSB Main incoming (EA01, EB01) / Overcurrent and Earth Fault Relay (OCEFRL) | ELE/MSB/C/005 | Overcurrent and Earth Fault Relay Fault | ELE/MSB/R/006 | Restart
ELE/MSB | LV Main Switch Board and Emergency Main Switch Board | ELE/MSB/P/013 | EMSB Main incoming (EA01, EB01) / Overcurrent and Earth Fault Relay (OCEFRL) | ELE/MSB/C/005 | Overcurrent and Earth Fault Relay Fault | ELE/MSB/R/007 | Others
ELE/MSB | LV Main Switch Board and Emergency Main Switch Board | ELE/MSB/P/014 | EMSB Main incoming (EA01, EB01) / Interface Terminal Board (ITB) | ELE/MSB/C/011 | ITB Fault | ELE/MSB/R/001 | Replace
ELE/MSB | LV Main Switch Board and Emergency Main Switch Board | ELE/MSB/P/014 | EMSB Main incoming (EA01, EB01) / Interface Terminal Board (ITB) | ELE/MSB/C/011 | ITB Fault | ELE/MSB/R/002 | Adjust
ELE/MSB | LV Main Switch Board and Emergency Main Switch Board | ELE/MSB/P/014 | EMSB Main incoming (EA01, EB01) / Interface Terminal Board (ITB) | ELE/MSB/C/011 | ITB Fault | ELE/MSB/R/003 | Reset
ELE/MSB | LV Main Switch Board and Emergency Main Switch Board | ELE/MSB/P/014 | EMSB Main incoming (EA01, EB01) / Interface Terminal Board (ITB) | ELE/MSB/C/011 | ITB Fault | ELE/MSB/R/004 | Top Up
ELE/MSB | LV Main Switch Board and Emergency Main Switch Board | ELE/MSB/P/014 | EMSB Main incoming (EA01, EB01) / Interface Terminal Board (ITB) | ELE/MSB/C/011 | ITB Fault | ELE/MSB/R/005 | Check and Secure
ELE/MSB | LV Main Switch Board and Emergency Main Switch Board | ELE/MSB/P/014 | EMSB Main incoming (EA01, EB01) / Interface Terminal Board (ITB) | ELE/MSB/C/011 | ITB Fault | ELE/MSB/R/006 | Restart
ELE/MSB | LV Main Switch Board and Emergency Main Switch Board | ELE/MSB/P/014 | EMSB Main incoming (EA01, EB01) / Interface Terminal Board (ITB) | ELE/MSB/C/011 | ITB Fault | ELE/MSB/R/007 | Others
ELE/MSB | LV Main Switch Board and Emergency Main Switch Board | ELE/MSB/P/015 | EMSB Main incoming (EA01, EB01) / Undervoltage Relay (URL) | ELE/MSB/C/006 | Undervoltage Relay Fault | ELE/MSB/R/001 | Replace
ELE/MSB | LV Main Switch Board and Emergency Main Switch Board | ELE/MSB/P/015 | EMSB Main incoming (EA01, EB01) / Undervoltage Relay (URL) | ELE/MSB/C/006 | Undervoltage Relay Fault | ELE/MSB/R/002 | Adjust
ELE/MSB | LV Main Switch Board and Emergency Main Switch Board | ELE/MSB/P/015 | EMSB Main incoming (EA01, EB01) / Undervoltage Relay (URL) | ELE/MSB/C/006 | Undervoltage Relay Fault | ELE/MSB/R/003 | Reset
ELE/MSB | LV Main Switch Board and Emergency Main Switch Board | ELE/MSB/P/015 | EMSB Main incoming (EA01, EB01) / Undervoltage Relay (URL) | ELE/MSB/C/006 | Undervoltage Relay Fault | ELE/MSB/R/004 | Top Up
ELE/MSB | LV Main Switch Board and Emergency Main Switch Board | ELE/MSB/P/015 | EMSB Main incoming (EA01, EB01) / Undervoltage Relay (URL) | ELE/MSB/C/006 | Undervoltage Relay Fault | ELE/MSB/R/005 | Check and Secure
ELE/MSB | LV Main Switch Board and Emergency Main Switch Board | ELE/MSB/P/015 | EMSB Main incoming (EA01, EB01) / Undervoltage Relay (URL) | ELE/MSB/C/006 | Undervoltage Relay Fault | ELE/MSB/R/006 | Restart
ELE/MSB | LV Main Switch Board and Emergency Main Switch Board | ELE/MSB/P/015 | EMSB Main incoming (EA01, EB01) / Undervoltage Relay (URL) | ELE/MSB/C/006 | Undervoltage Relay Fault | ELE/MSB/R/007 | Others
ELE/MSB | LV Main Switch Board and Emergency Main Switch Board | ELE/MSB/P/016 | EMSB Outgoing Feeder (EF) / Circuit Breaker (CB) | ELE/MSB/C/001 | External Fault | ELE/MSB/R/001 | Replace
ELE/MSB | LV Main Switch Board and Emergency Main Switch Board | ELE/MSB/P/016 | EMSB Outgoing Feeder (EF) / Circuit Breaker (CB) | ELE/MSB/C/001 | External Fault | ELE/MSB/R/002 | Adjust
ELE/MSB | LV Main Switch Board and Emergency Main Switch Board | ELE/MSB/P/016 | EMSB Outgoing Feeder (EF) / Circuit Breaker (CB) | ELE/MSB/C/001 | External Fault | ELE/MSB/R/003 | Reset
ELE/MSB | LV Main Switch Board and Emergency Main Switch Board | ELE/MSB/P/016 | EMSB Outgoing Feeder (EF) / Circuit Breaker (CB) | ELE/MSB/C/001 | External Fault | ELE/MSB/R/004 | Top Up
ELE/MSB | LV Main Switch Board and Emergency Main Switch Board | ELE/MSB/P/016 | EMSB Outgoing Feeder (EF) / Circuit Breaker (CB) | ELE/MSB/C/001 | External Fault | ELE/MSB/R/005 | Check and Secure
ELE/MSB | LV Main Switch Board and Emergency Main Switch Board | ELE/MSB/P/016 | EMSB Outgoing Feeder (EF) / Circuit Breaker (CB) | ELE/MSB/C/001 | External Fault | ELE/MSB/R/006 | Restart
ELE/MSB | LV Main Switch Board and Emergency Main Switch Board | ELE/MSB/P/016 | EMSB Outgoing Feeder (EF) / Circuit Breaker (CB) | ELE/MSB/C/001 | External Fault | ELE/MSB/R/007 | Others
ELE/MSB | LV Main Switch Board and Emergency Main Switch Board | ELE/MSB/P/016 | EMSB Outgoing Feeder (EF) / Circuit Breaker (CB) | ELE/MSB/C/009 | Maintenance Work | ELE/MSB/R/001 | Replace
ELE/MSB | LV Main Switch Board and Emergency Main Switch Board | ELE/MSB/P/016 | EMSB Outgoing Feeder (EF) / Circuit Breaker (CB) | ELE/MSB/C/009 | Maintenance Work | ELE/MSB/R/002 | Adjust
ELE/MSB | LV Main Switch Board and Emergency Main Switch Board | ELE/MSB/P/016 | EMSB Outgoing Feeder (EF) / Circuit Breaker (CB) | ELE/MSB/C/009 | Maintenance Work | ELE/MSB/R/003 | Reset
ELE/MSB | LV Main Switch Board and Emergency Main Switch Board | ELE/MSB/P/016 | EMSB Outgoing Feeder (EF) / Circuit Breaker (CB) | ELE/MSB/C/009 | Maintenance Work | ELE/MSB/R/004 | Top Up
ELE/MSB | LV Main Switch Board and Emergency Main Switch Board | ELE/MSB/P/016 | EMSB Outgoing Feeder (EF) / Circuit Breaker (CB) | ELE/MSB/C/009 | Maintenance Work | ELE/MSB/R/005 | Check and Secure
ELE/MSB | LV Main Switch Board and Emergency Main Switch Board | ELE/MSB/P/016 | EMSB Outgoing Feeder (EF) / Circuit Breaker (CB) | ELE/MSB/C/009 | Maintenance Work | ELE/MSB/R/006 | Restart
ELE/MSB | LV Main Switch Board and Emergency Main Switch Board | ELE/MSB/P/016 | EMSB Outgoing Feeder (EF) / Circuit Breaker (CB) | ELE/MSB/C/009 | Maintenance Work | ELE/MSB/R/007 | Others
ELE/MSB | LV Main Switch Board and Emergency Main Switch Board | ELE/MSB/P/016 | EMSB Outgoing Feeder (EF) / Circuit Breaker (CB) | ELE/MSB/C/010 | Circuit Breaker Fault | ELE/MSB/R/001 | Replace
ELE/MSB | LV Main Switch Board and Emergency Main Switch Board | ELE/MSB/P/016 | EMSB Outgoing Feeder (EF) / Circuit Breaker (CB) | ELE/MSB/C/010 | Circuit Breaker Fault | ELE/MSB/R/002 | Adjust
ELE/MSB | LV Main Switch Board and Emergency Main Switch Board | ELE/MSB/P/016 | EMSB Outgoing Feeder (EF) / Circuit Breaker (CB) | ELE/MSB/C/010 | Circuit Breaker Fault | ELE/MSB/R/003 | Reset
ELE/MSB | LV Main Switch Board and Emergency Main Switch Board | ELE/MSB/P/016 | EMSB Outgoing Feeder (EF) / Circuit Breaker (CB) | ELE/MSB/C/010 | Circuit Breaker Fault | ELE/MSB/R/004 | Top Up
ELE/MSB | LV Main Switch Board and Emergency Main Switch Board | ELE/MSB/P/016 | EMSB Outgoing Feeder (EF) / Circuit Breaker (CB) | ELE/MSB/C/010 | Circuit Breaker Fault | ELE/MSB/R/005 | Check and Secure
ELE/MSB | LV Main Switch Board and Emergency Main Switch Board | ELE/MSB/P/016 | EMSB Outgoing Feeder (EF) / Circuit Breaker (CB) | ELE/MSB/C/010 | Circuit Breaker Fault | ELE/MSB/R/006 | Restart
ELE/MSB | LV Main Switch Board and Emergency Main Switch Board | ELE/MSB/P/016 | EMSB Outgoing Feeder (EF) / Circuit Breaker (CB) | ELE/MSB/C/010 | Circuit Breaker Fault | ELE/MSB/R/007 | Others
ELE/MSB | LV Main Switch Board and Emergency Main Switch Board | ELE/MSB/P/017 | EMSB Outgoing Feeder (EF) / Overcurrent and Earth Fault Relay (OCEFRL) | ELE/MSB/C/005 | Overcurrent and Earth Fault Relay Fault | ELE/MSB/R/001 | Replace
ELE/MSB | LV Main Switch Board and Emergency Main Switch Board | ELE/MSB/P/017 | EMSB Outgoing Feeder (EF) / Overcurrent and Earth Fault Relay (OCEFRL) | ELE/MSB/C/005 | Overcurrent and Earth Fault Relay Fault | ELE/MSB/R/002 | Adjust
ELE/MSB | LV Main Switch Board and Emergency Main Switch Board | ELE/MSB/P/017 | EMSB Outgoing Feeder (EF) / Overcurrent and Earth Fault Relay (OCEFRL) | ELE/MSB/C/005 | Overcurrent and Earth Fault Relay Fault | ELE/MSB/R/003 | Reset
ELE/MSB | LV Main Switch Board and Emergency Main Switch Board | ELE/MSB/P/017 | EMSB Outgoing Feeder (EF) / Overcurrent and Earth Fault Relay (OCEFRL) | ELE/MSB/C/005 | Overcurrent and Earth Fault Relay Fault | ELE/MSB/R/004 | Top Up
ELE/MSB | LV Main Switch Board and Emergency Main Switch Board | ELE/MSB/P/017 | EMSB Outgoing Feeder (EF) / Overcurrent and Earth Fault Relay (OCEFRL) | ELE/MSB/C/005 | Overcurrent and Earth Fault Relay Fault | ELE/MSB/R/005 | Check and Secure
ELE/MSB | LV Main Switch Board and Emergency Main Switch Board | ELE/MSB/P/017 | EMSB Outgoing Feeder (EF) / Overcurrent and Earth Fault Relay (OCEFRL) | ELE/MSB/C/005 | Overcurrent and Earth Fault Relay Fault | ELE/MSB/R/006 | Restart
ELE/MSB | LV Main Switch Board and Emergency Main Switch Board | ELE/MSB/P/017 | EMSB Outgoing Feeder (EF) / Overcurrent and Earth Fault Relay (OCEFRL) | ELE/MSB/C/005 | Overcurrent and Earth Fault Relay Fault | ELE/MSB/R/007 | Others
ELE/MSB | LV Main Switch Board and Emergency Main Switch Board | ELE/MSB/P/018 | EMSB Generator Feeder (EA02, EB02) / Circuit Breaker (CB) | ELE/MSB/C/001 | External Fault | ELE/MSB/R/001 | Replace
ELE/MSB | LV Main Switch Board and Emergency Main Switch Board | ELE/MSB/P/018 | EMSB Generator Feeder (EA02, EB02) / Circuit Breaker (CB) | ELE/MSB/C/001 | External Fault | ELE/MSB/R/002 | Adjust
ELE/MSB | LV Main Switch Board and Emergency Main Switch Board | ELE/MSB/P/018 | EMSB Generator Feeder (EA02, EB02) / Circuit Breaker (CB) | ELE/MSB/C/001 | External Fault | ELE/MSB/R/003 | Reset
ELE/MSB | LV Main Switch Board and Emergency Main Switch Board | ELE/MSB/P/018 | EMSB Generator Feeder (EA02, EB02) / Circuit Breaker (CB) | ELE/MSB/C/001 | External Fault | ELE/MSB/R/004 | Top Up
ELE/MSB | LV Main Switch Board and Emergency Main Switch Board | ELE/MSB/P/018 | EMSB Generator Feeder (EA02, EB02) / Circuit Breaker (CB) | ELE/MSB/C/001 | External Fault | ELE/MSB/R/005 | Check and Secure
ELE/MSB | LV Main Switch Board and Emergency Main Switch Board | ELE/MSB/P/018 | EMSB Generator Feeder (EA02, EB02) / Circuit Breaker (CB) | ELE/MSB/C/001 | External Fault | ELE/MSB/R/006 | Restart
ELE/MSB | LV Main Switch Board and Emergency Main Switch Board | ELE/MSB/P/018 | EMSB Generator Feeder (EA02, EB02) / Circuit Breaker (CB) | ELE/MSB/C/001 | External Fault | ELE/MSB/R/007 | Others
ELE/MSB | LV Main Switch Board and Emergency Main Switch Board | ELE/MSB/P/018 | EMSB Generator Feeder (EA02, EB02) / Circuit Breaker (CB) | ELE/MSB/C/002 | No Fault Found | ELE/MSB/R/001 | Replace
ELE/MSB | LV Main Switch Board and Emergency Main Switch Board | ELE/MSB/P/018 | EMSB Generator Feeder (EA02, EB02) / Circuit Breaker (CB) | ELE/MSB/C/002 | No Fault Found | ELE/MSB/R/002 | Adjust
ELE/MSB | LV Main Switch Board and Emergency Main Switch Board | ELE/MSB/P/018 | EMSB Generator Feeder (EA02, EB02) / Circuit Breaker (CB) | ELE/MSB/C/002 | No Fault Found | ELE/MSB/R/003 | Reset
ELE/MSB | LV Main Switch Board and Emergency Main Switch Board | ELE/MSB/P/018 | EMSB Generator Feeder (EA02, EB02) / Circuit Breaker (CB) | ELE/MSB/C/002 | No Fault Found | ELE/MSB/R/004 | Top Up
ELE/MSB | LV Main Switch Board and Emergency Main Switch Board | ELE/MSB/P/018 | EMSB Generator Feeder (EA02, EB02) / Circuit Breaker (CB) | ELE/MSB/C/002 | No Fault Found | ELE/MSB/R/005 | Check and Secure
ELE/MSB | LV Main Switch Board and Emergency Main Switch Board | ELE/MSB/P/018 | EMSB Generator Feeder (EA02, EB02) / Circuit Breaker (CB) | ELE/MSB/C/002 | No Fault Found | ELE/MSB/R/006 | Restart
ELE/MSB | LV Main Switch Board and Emergency Main Switch Board | ELE/MSB/P/018 | EMSB Generator Feeder (EA02, EB02) / Circuit Breaker (CB) | ELE/MSB/C/002 | No Fault Found | ELE/MSB/R/007 | Others
ELE/MSB | LV Main Switch Board and Emergency Main Switch Board | ELE/MSB/P/018 | EMSB Generator Feeder (EA02, EB02) / Circuit Breaker (CB) | ELE/MSB/C/003 | Control Circuit Fault | ELE/MSB/R/001 | Replace
ELE/MSB | LV Main Switch Board and Emergency Main Switch Board | ELE/MSB/P/018 | EMSB Generator Feeder (EA02, EB02) / Circuit Breaker (CB) | ELE/MSB/C/003 | Control Circuit Fault | ELE/MSB/R/002 | Adjust
ELE/MSB | LV Main Switch Board and Emergency Main Switch Board | ELE/MSB/P/018 | EMSB Generator Feeder (EA02, EB02) / Circuit Breaker (CB) | ELE/MSB/C/003 | Control Circuit Fault | ELE/MSB/R/003 | Reset
ELE/MSB | LV Main Switch Board and Emergency Main Switch Board | ELE/MSB/P/018 | EMSB Generator Feeder (EA02, EB02) / Circuit Breaker (CB) | ELE/MSB/C/003 | Control Circuit Fault | ELE/MSB/R/004 | Top Up
ELE/MSB | LV Main Switch Board and Emergency Main Switch Board | ELE/MSB/P/018 | EMSB Generator Feeder (EA02, EB02) / Circuit Breaker (CB) | ELE/MSB/C/003 | Control Circuit Fault | ELE/MSB/R/005 | Check and Secure
ELE/MSB | LV Main Switch Board and Emergency Main Switch Board | ELE/MSB/P/018 | EMSB Generator Feeder (EA02, EB02) / Circuit Breaker (CB) | ELE/MSB/C/003 | Control Circuit Fault | ELE/MSB/R/006 | Restart
ELE/MSB | LV Main Switch Board and Emergency Main Switch Board | ELE/MSB/P/018 | EMSB Generator Feeder (EA02, EB02) / Circuit Breaker (CB) | ELE/MSB/C/003 | Control Circuit Fault | ELE/MSB/R/007 | Others
ELE/MSB | LV Main Switch Board and Emergency Main Switch Board | ELE/MSB/P/019 | EMSB Generator Feeder (EA02, EB02) / Overcurrent and Earth Fault Relay (OCEFRL) | ELE/MSB/C/005 | Overcurrent and Earth Fault Relay Fault | ELE/MSB/R/001 | Replace
ELE/MSB | LV Main Switch Board and Emergency Main Switch Board | ELE/MSB/P/019 | EMSB Generator Feeder (EA02, EB02) / Overcurrent and Earth Fault Relay (OCEFRL) | ELE/MSB/C/005 | Overcurrent and Earth Fault Relay Fault | ELE/MSB/R/002 | Adjust
ELE/MSB | LV Main Switch Board and Emergency Main Switch Board | ELE/MSB/P/019 | EMSB Generator Feeder (EA02, EB02) / Overcurrent and Earth Fault Relay (OCEFRL) | ELE/MSB/C/005 | Overcurrent and Earth Fault Relay Fault | ELE/MSB/R/003 | Reset
ELE/MSB | LV Main Switch Board and Emergency Main Switch Board | ELE/MSB/P/019 | EMSB Generator Feeder (EA02, EB02) / Overcurrent and Earth Fault Relay (OCEFRL) | ELE/MSB/C/005 | Overcurrent and Earth Fault Relay Fault | ELE/MSB/R/004 | Top Up
ELE/MSB | LV Main Switch Board and Emergency Main Switch Board | ELE/MSB/P/019 | EMSB Generator Feeder (EA02, EB02) / Overcurrent and Earth Fault Relay (OCEFRL) | ELE/MSB/C/005 | Overcurrent and Earth Fault Relay Fault | ELE/MSB/R/005 | Check and Secure
ELE/MSB | LV Main Switch Board and Emergency Main Switch Board | ELE/MSB/P/019 | EMSB Generator Feeder (EA02, EB02) / Overcurrent and Earth Fault Relay (OCEFRL) | ELE/MSB/C/005 | Overcurrent and Earth Fault Relay Fault | ELE/MSB/R/006 | Restart
ELE/MSB | LV Main Switch Board and Emergency Main Switch Board | ELE/MSB/P/019 | EMSB Generator Feeder (EA02, EB02) / Overcurrent and Earth Fault Relay (OCEFRL) | ELE/MSB/C/005 | Overcurrent and Earth Fault Relay Fault | ELE/MSB/R/007 | Others
ELE/EDS | Electrical Distribution System | ELE/EDS/P/002 | Emergency Sub Board (ESB) / Earth Leakage Relay (ELR) | ELE/EDS/C/010 | Earth Leakge Relay Fault | ELE/EDS/R/001 | Replace
ELE/EDS | Electrical Distribution System | ELE/EDS/P/002 | Emergency Sub Board (ESB) / Earth Leakage Relay (ELR) | ELE/EDS/C/010 | Earth Leakge Relay Fault | ELE/EDS/R/002 | Adjust
ELE/EDS | Electrical Distribution System | ELE/EDS/P/002 | Emergency Sub Board (ESB) / Earth Leakage Relay (ELR) | ELE/EDS/C/010 | Earth Leakge Relay Fault | ELE/EDS/R/003 | Reset
ELE/EDS | Electrical Distribution System | ELE/EDS/P/002 | Emergency Sub Board (ESB) / Earth Leakage Relay (ELR) | ELE/EDS/C/010 | Earth Leakge Relay Fault | ELE/EDS/R/004 | Top Up
ELE/EDS | Electrical Distribution System | ELE/EDS/P/002 | Emergency Sub Board (ESB) / Earth Leakage Relay (ELR) | ELE/EDS/C/010 | Earth Leakge Relay Fault | ELE/EDS/R/005 | Check and Secure
ELE/EDS | Electrical Distribution System | ELE/EDS/P/002 | Emergency Sub Board (ESB) / Earth Leakage Relay (ELR) | ELE/EDS/C/010 | Earth Leakge Relay Fault | ELE/EDS/R/006 | Restart
ELE/EDS | Electrical Distribution System | ELE/EDS/P/002 | Emergency Sub Board (ESB) / Earth Leakage Relay (ELR) | ELE/EDS/C/010 | Earth Leakge Relay Fault | ELE/EDS/R/007 | Others
ELE/EDS | Electrical Distribution System | ELE/EDS/P/003 | Sub Board (SB) / Earth Leakage Relay (ELR) | ELE/EDS/C/010 | Earth Leakge Relay Fault | ELE/EDS/R/001 | Replace
ELE/EDS | Electrical Distribution System | ELE/EDS/P/003 | Sub Board (SB) / Earth Leakage Relay (ELR) | ELE/EDS/C/010 | Earth Leakge Relay Fault | ELE/EDS/R/002 | Adjust
ELE/EDS | Electrical Distribution System | ELE/EDS/P/003 | Sub Board (SB) / Earth Leakage Relay (ELR) | ELE/EDS/C/010 | Earth Leakge Relay Fault | ELE/EDS/R/003 | Reset
ELE/EDS | Electrical Distribution System | ELE/EDS/P/003 | Sub Board (SB) / Earth Leakage Relay (ELR) | ELE/EDS/C/010 | Earth Leakge Relay Fault | ELE/EDS/R/004 | Top Up
ELE/EDS | Electrical Distribution System | ELE/EDS/P/003 | Sub Board (SB) / Earth Leakage Relay (ELR) | ELE/EDS/C/010 | Earth Leakge Relay Fault | ELE/EDS/R/005 | Check and Secure
ELE/EDS | Electrical Distribution System | ELE/EDS/P/003 | Sub Board (SB) / Earth Leakage Relay (ELR) | ELE/EDS/C/010 | Earth Leakge Relay Fault | ELE/EDS/R/006 | Restart
ELE/EDS | Electrical Distribution System | ELE/EDS/P/003 | Sub Board (SB) / Earth Leakage Relay (ELR) | ELE/EDS/C/010 | Earth Leakge Relay Fault | ELE/EDS/R/007 | Others
ELE/EDS | Electrical Distribution System | ELE/EDS/P/004 | Emergency Distribution Board (EDB) | ELE/EDS/C/011 | Emergency Distribution Board Fault | ELE/EDS/R/001 | Replace
ELE/EDS | Electrical Distribution System | ELE/EDS/P/004 | Emergency Distribution Board (EDB) | ELE/EDS/C/011 | Emergency Distribution Board Fault | ELE/EDS/R/002 | Adjust
ELE/EDS | Electrical Distribution System | ELE/EDS/P/004 | Emergency Distribution Board (EDB) | ELE/EDS/C/011 | Emergency Distribution Board Fault | ELE/EDS/R/003 | Reset
ELE/EDS | Electrical Distribution System | ELE/EDS/P/004 | Emergency Distribution Board (EDB) | ELE/EDS/C/011 | Emergency Distribution Board Fault | ELE/EDS/R/004 | Top Up
ELE/EDS | Electrical Distribution System | ELE/EDS/P/004 | Emergency Distribution Board (EDB) | ELE/EDS/C/011 | Emergency Distribution Board Fault | ELE/EDS/R/005 | Check and Secure
ELE/EDS | Electrical Distribution System | ELE/EDS/P/004 | Emergency Distribution Board (EDB) | ELE/EDS/C/011 | Emergency Distribution Board Fault | ELE/EDS/R/006 | Restart
ELE/EDS | Electrical Distribution System | ELE/EDS/P/004 | Emergency Distribution Board (EDB) | ELE/EDS/C/011 | Emergency Distribution Board Fault | ELE/EDS/R/007 | Others
ELE/EDS | Electrical Distribution System | ELE/EDS/P/005 | Distribution Board (DB) | ELE/EDS/C/012 | Distribution Board Fault | ELE/EDS/R/001 | Replace
ELE/EDS | Electrical Distribution System | ELE/EDS/P/005 | Distribution Board (DB) | ELE/EDS/C/012 | Distribution Board Fault | ELE/EDS/R/002 | Adjust
ELE/EDS | Electrical Distribution System | ELE/EDS/P/005 | Distribution Board (DB) | ELE/EDS/C/012 | Distribution Board Fault | ELE/EDS/R/003 | Reset
ELE/EDS | Electrical Distribution System | ELE/EDS/P/005 | Distribution Board (DB) | ELE/EDS/C/012 | Distribution Board Fault | ELE/EDS/R/004 | Top Up
ELE/EDS | Electrical Distribution System | ELE/EDS/P/005 | Distribution Board (DB) | ELE/EDS/C/012 | Distribution Board Fault | ELE/EDS/R/005 | Check and Secure
ELE/EDS | Electrical Distribution System | ELE/EDS/P/005 | Distribution Board (DB) | ELE/EDS/C/012 | Distribution Board Fault | ELE/EDS/R/006 | Restart
ELE/EDS | Electrical Distribution System | ELE/EDS/P/005 | Distribution Board (DB) | ELE/EDS/C/012 | Distribution Board Fault | ELE/EDS/R/007 | Others
ELE/EDS | Electrical Distribution System | ELE/EDS/P/006 | Over-Ground Box (OG) | ELE/EDS/C/013 | Over-Ground Box Fault | ELE/EDS/R/001 | Replace
ELE/EDS | Electrical Distribution System | ELE/EDS/P/006 | Over-Ground Box (OG) | ELE/EDS/C/013 | Over-Ground Box Fault | ELE/EDS/R/002 | Adjust
ELE/EDS | Electrical Distribution System | ELE/EDS/P/006 | Over-Ground Box (OG) | ELE/EDS/C/013 | Over-Ground Box Fault | ELE/EDS/R/003 | Reset
ELE/EDS | Electrical Distribution System | ELE/EDS/P/006 | Over-Ground Box (OG) | ELE/EDS/C/013 | Over-Ground Box Fault | ELE/EDS/R/004 | Top Up
ELE/EDS | Electrical Distribution System | ELE/EDS/P/006 | Over-Ground Box (OG) | ELE/EDS/C/013 | Over-Ground Box Fault | ELE/EDS/R/005 | Check and Secure
ELE/EDS | Electrical Distribution System | ELE/EDS/P/006 | Over-Ground Box (OG) | ELE/EDS/C/013 | Over-Ground Box Fault | ELE/EDS/R/006 | Restart
ELE/EDS | Electrical Distribution System | ELE/EDS/P/006 | Over-Ground Box (OG) | ELE/EDS/C/013 | Over-Ground Box Fault | ELE/EDS/R/007 | Others
ELE/EDS | Electrical Distribution System | ELE/EDS/P/007 | Isolation / Step-up Transformer (ISOTX) | ELE/EDS/C/014 | Isolation/ Step-Up Transformer Fault | ELE/EDS/R/001 | Replace
ELE/EDS | Electrical Distribution System | ELE/EDS/P/007 | Isolation / Step-up Transformer (ISOTX) | ELE/EDS/C/014 | Isolation/ Step-Up Transformer Fault | ELE/EDS/R/002 | Adjust
ELE/EDS | Electrical Distribution System | ELE/EDS/P/007 | Isolation / Step-up Transformer (ISOTX) | ELE/EDS/C/014 | Isolation/ Step-Up Transformer Fault | ELE/EDS/R/003 | Reset
ELE/EDS | Electrical Distribution System | ELE/EDS/P/007 | Isolation / Step-up Transformer (ISOTX) | ELE/EDS/C/014 | Isolation/ Step-Up Transformer Fault | ELE/EDS/R/004 | Top Up
ELE/EDS | Electrical Distribution System | ELE/EDS/P/007 | Isolation / Step-up Transformer (ISOTX) | ELE/EDS/C/014 | Isolation/ Step-Up Transformer Fault | ELE/EDS/R/005 | Check and Secure
ELE/EDS | Electrical Distribution System | ELE/EDS/P/007 | Isolation / Step-up Transformer (ISOTX) | ELE/EDS/C/014 | Isolation/ Step-Up Transformer Fault | ELE/EDS/R/006 | Restart
ELE/EDS | Electrical Distribution System | ELE/EDS/P/007 | Isolation / Step-up Transformer (ISOTX) | ELE/EDS/C/014 | Isolation/ Step-Up Transformer Fault | ELE/EDS/R/007 | Others
ELE/EDS | Electrical Distribution System | ELE/EDS/P/008 | Mobile Connection Box (MGB) | ELE/EDS/C/015 | Mobile Connection Box Fault | ELE/EDS/R/001 | Replace
ELE/EDS | Electrical Distribution System | ELE/EDS/P/008 | Mobile Connection Box (MGB) | ELE/EDS/C/015 | Mobile Connection Box Fault | ELE/EDS/R/002 | Adjust
ELE/EDS | Electrical Distribution System | ELE/EDS/P/008 | Mobile Connection Box (MGB) | ELE/EDS/C/015 | Mobile Connection Box Fault | ELE/EDS/R/003 | Reset
ELE/EDS | Electrical Distribution System | ELE/EDS/P/008 | Mobile Connection Box (MGB) | ELE/EDS/C/015 | Mobile Connection Box Fault | ELE/EDS/R/004 | Top Up
ELE/EDS | Electrical Distribution System | ELE/EDS/P/008 | Mobile Connection Box (MGB) | ELE/EDS/C/015 | Mobile Connection Box Fault | ELE/EDS/R/005 | Check and Secure
ELE/EDS | Electrical Distribution System | ELE/EDS/P/008 | Mobile Connection Box (MGB) | ELE/EDS/C/015 | Mobile Connection Box Fault | ELE/EDS/R/006 | Restart
ELE/EDS | Electrical Distribution System | ELE/EDS/P/008 | Mobile Connection Box (MGB) | ELE/EDS/C/015 | Mobile Connection Box Fault | ELE/EDS/R/007 | Others
ELE/EDS | Electrical Distribution System | ELE/EDS/P/009 | Interface Terminal Board (ITB) | ELE/EDS/C/016 | Cable Fault | ELE/EDS/R/001 | Replace
ELE/EDS | Electrical Distribution System | ELE/EDS/P/009 | Interface Terminal Board (ITB) | ELE/EDS/C/016 | Cable Fault | ELE/EDS/R/002 | Adjust
ELE/EDS | Electrical Distribution System | ELE/EDS/P/009 | Interface Terminal Board (ITB) | ELE/EDS/C/016 | Cable Fault | ELE/EDS/R/003 | Reset
ELE/EDS | Electrical Distribution System | ELE/EDS/P/009 | Interface Terminal Board (ITB) | ELE/EDS/C/016 | Cable Fault | ELE/EDS/R/004 | Top Up
ELE/EDS | Electrical Distribution System | ELE/EDS/P/009 | Interface Terminal Board (ITB) | ELE/EDS/C/016 | Cable Fault | ELE/EDS/R/005 | Check and Secure
ELE/EDS | Electrical Distribution System | ELE/EDS/P/009 | Interface Terminal Board (ITB) | ELE/EDS/C/016 | Cable Fault | ELE/EDS/R/006 | Restart
ELE/EDS | Electrical Distribution System | ELE/EDS/P/009 | Interface Terminal Board (ITB) | ELE/EDS/C/016 | Cable Fault | ELE/EDS/R/007 | Others
ELE/CABLE | Cables and Cable Support System | ELE/CABLE/P/001 | LV Cable | ELE/CABLE/C/001 | Cable Fault | ELE/CABLE/R/001 | Replace
ELE/CABLE | Cables and Cable Support System | ELE/CABLE/P/001 | LV Cable | ELE/CABLE/C/001 | Cable Fault | ELE/CABLE/R/002 | Adjust
ELE/CABLE | Cables and Cable Support System | ELE/CABLE/P/001 | LV Cable | ELE/CABLE/C/001 | Cable Fault | ELE/CABLE/R/003 | Reset
ELE/CABLE | Cables and Cable Support System | ELE/CABLE/P/001 | LV Cable | ELE/CABLE/C/001 | Cable Fault | ELE/CABLE/R/004 | Top Up
ELE/CABLE | Cables and Cable Support System | ELE/CABLE/P/001 | LV Cable | ELE/CABLE/C/001 | Cable Fault | ELE/CABLE/R/005 | Check and Secure
ELE/CABLE | Cables and Cable Support System | ELE/CABLE/P/001 | LV Cable | ELE/CABLE/C/001 | Cable Fault | ELE/CABLE/R/006 | Restart
ELE/CABLE | Cables and Cable Support System | ELE/CABLE/P/001 | LV Cable | ELE/CABLE/C/001 | Cable Fault | ELE/CABLE/R/007 | Others
ELE/GEN | Generator | ELE/GEN/P/001 | Generator (GEN) | ELE/GEN/C/001 | External Fault | ELE/GEN/R/001 | Replace
ELE/GEN | Generator | ELE/GEN/P/001 | Generator (GEN) | ELE/GEN/C/001 | External Fault | ELE/GEN/R/002 | Adjust
ELE/GEN | Generator | ELE/GEN/P/001 | Generator (GEN) | ELE/GEN/C/001 | External Fault | ELE/GEN/R/003 | Reset
ELE/GEN | Generator | ELE/GEN/P/001 | Generator (GEN) | ELE/GEN/C/001 | External Fault | ELE/GEN/R/004 | Top Up
ELE/GEN | Generator | ELE/GEN/P/001 | Generator (GEN) | ELE/GEN/C/001 | External Fault | ELE/GEN/R/005 | Check and Secure
ELE/GEN | Generator | ELE/GEN/P/001 | Generator (GEN) | ELE/GEN/C/001 | External Fault | ELE/GEN/R/006 | Restart
ELE/GEN | Generator | ELE/GEN/P/001 | Generator (GEN) | ELE/GEN/C/001 | External Fault | ELE/GEN/R/007 | Others
ELE/EDS | Electrical Distribution System | ELE/EDS/P/012 | Alternator (ALT) | ELE/EDS/C/017 | Alternator Fault | ELE/EDS/R/001 | Replace
ELE/EDS | Electrical Distribution System | ELE/EDS/P/012 | Alternator (ALT) | ELE/EDS/C/017 | Alternator Fault | ELE/EDS/R/002 | Adjust
ELE/EDS | Electrical Distribution System | ELE/EDS/P/012 | Alternator (ALT) | ELE/EDS/C/017 | Alternator Fault | ELE/EDS/R/003 | Reset
ELE/EDS | Electrical Distribution System | ELE/EDS/P/012 | Alternator (ALT) | ELE/EDS/C/017 | Alternator Fault | ELE/EDS/R/004 | Top Up
ELE/EDS | Electrical Distribution System | ELE/EDS/P/012 | Alternator (ALT) | ELE/EDS/C/017 | Alternator Fault | ELE/EDS/R/005 | Check and Secure
ELE/EDS | Electrical Distribution System | ELE/EDS/P/012 | Alternator (ALT) | ELE/EDS/C/017 | Alternator Fault | ELE/EDS/R/006 | Restart
ELE/EDS | Electrical Distribution System | ELE/EDS/P/012 | Alternator (ALT) | ELE/EDS/C/017 | Alternator Fault | ELE/EDS/R/007 | Others
ELE/EDS | Electrical Distribution System | ELE/EDS/P/013 | Remote Radiator (RR) | ELE/EDS/C/018 | Remote Radiator Fault | ELE/EDS/R/001 | Replace
ELE/EDS | Electrical Distribution System | ELE/EDS/P/013 | Remote Radiator (RR) | ELE/EDS/C/018 | Remote Radiator Fault | ELE/EDS/R/002 | Adjust
ELE/EDS | Electrical Distribution System | ELE/EDS/P/013 | Remote Radiator (RR) | ELE/EDS/C/018 | Remote Radiator Fault | ELE/EDS/R/003 | Reset
ELE/EDS | Electrical Distribution System | ELE/EDS/P/013 | Remote Radiator (RR) | ELE/EDS/C/018 | Remote Radiator Fault | ELE/EDS/R/004 | Top Up
ELE/EDS | Electrical Distribution System | ELE/EDS/P/013 | Remote Radiator (RR) | ELE/EDS/C/018 | Remote Radiator Fault | ELE/EDS/R/005 | Check and Secure
ELE/EDS | Electrical Distribution System | ELE/EDS/P/013 | Remote Radiator (RR) | ELE/EDS/C/018 | Remote Radiator Fault | ELE/EDS/R/006 | Restart
ELE/EDS | Electrical Distribution System | ELE/EDS/P/013 | Remote Radiator (RR) | ELE/EDS/C/018 | Remote Radiator Fault | ELE/EDS/R/007 | Others
ELE/EDS | Electrical Distribution System | ELE/EDS/P/014 | Remote Radiator Panel (RRP) | ELE/EDS/C/018 | Remote Radiator Fault | ELE/EDS/R/001 | Replace
ELE/EDS | Electrical Distribution System | ELE/EDS/P/014 | Remote Radiator Panel (RRP) | ELE/EDS/C/018 | Remote Radiator Fault | ELE/EDS/R/002 | Adjust
ELE/EDS | Electrical Distribution System | ELE/EDS/P/014 | Remote Radiator Panel (RRP) | ELE/EDS/C/018 | Remote Radiator Fault | ELE/EDS/R/003 | Reset
ELE/EDS | Electrical Distribution System | ELE/EDS/P/014 | Remote Radiator Panel (RRP) | ELE/EDS/C/018 | Remote Radiator Fault | ELE/EDS/R/004 | Top Up
ELE/EDS | Electrical Distribution System | ELE/EDS/P/014 | Remote Radiator Panel (RRP) | ELE/EDS/C/018 | Remote Radiator Fault | ELE/EDS/R/005 | Check and Secure
ELE/EDS | Electrical Distribution System | ELE/EDS/P/014 | Remote Radiator Panel (RRP) | ELE/EDS/C/018 | Remote Radiator Fault | ELE/EDS/R/006 | Restart
ELE/EDS | Electrical Distribution System | ELE/EDS/P/014 | Remote Radiator Panel (RRP) | ELE/EDS/C/018 | Remote Radiator Fault | ELE/EDS/R/007 | Others
ELE/EDS | Electrical Distribution System | ELE/EDS/P/015 | Fuel Pump (FP) | ELE/EDS/C/019 | Fuel Pump Fault | ELE/EDS/R/001 | Replace
ELE/EDS | Electrical Distribution System | ELE/EDS/P/015 | Fuel Pump (FP) | ELE/EDS/C/019 | Fuel Pump Fault | ELE/EDS/R/002 | Adjust
ELE/EDS | Electrical Distribution System | ELE/EDS/P/015 | Fuel Pump (FP) | ELE/EDS/C/019 | Fuel Pump Fault | ELE/EDS/R/003 | Reset
ELE/EDS | Electrical Distribution System | ELE/EDS/P/015 | Fuel Pump (FP) | ELE/EDS/C/019 | Fuel Pump Fault | ELE/EDS/R/004 | Top Up
ELE/EDS | Electrical Distribution System | ELE/EDS/P/015 | Fuel Pump (FP) | ELE/EDS/C/019 | Fuel Pump Fault | ELE/EDS/R/005 | Check and Secure
ELE/EDS | Electrical Distribution System | ELE/EDS/P/015 | Fuel Pump (FP) | ELE/EDS/C/019 | Fuel Pump Fault | ELE/EDS/R/006 | Restart
ELE/EDS | Electrical Distribution System | ELE/EDS/P/015 | Fuel Pump (FP) | ELE/EDS/C/019 | Fuel Pump Fault | ELE/EDS/R/007 | Others
ELE/EDS | Electrical Distribution System | ELE/EDS/P/016 | Fuel Pump Control Panel (FPCP) | ELE/EDS/C/020 | Fuel Pump Control Panel Fault | ELE/EDS/R/001 | Replace
ELE/EDS | Electrical Distribution System | ELE/EDS/P/016 | Fuel Pump Control Panel (FPCP) | ELE/EDS/C/020 | Fuel Pump Control Panel Fault | ELE/EDS/R/002 | Adjust
ELE/EDS | Electrical Distribution System | ELE/EDS/P/016 | Fuel Pump Control Panel (FPCP) | ELE/EDS/C/020 | Fuel Pump Control Panel Fault | ELE/EDS/R/003 | Reset
ELE/EDS | Electrical Distribution System | ELE/EDS/P/016 | Fuel Pump Control Panel (FPCP) | ELE/EDS/C/020 | Fuel Pump Control Panel Fault | ELE/EDS/R/004 | Top Up
ELE/EDS | Electrical Distribution System | ELE/EDS/P/016 | Fuel Pump Control Panel (FPCP) | ELE/EDS/C/020 | Fuel Pump Control Panel Fault | ELE/EDS/R/005 | Check and Secure
ELE/EDS | Electrical Distribution System | ELE/EDS/P/016 | Fuel Pump Control Panel (FPCP) | ELE/EDS/C/020 | Fuel Pump Control Panel Fault | ELE/EDS/R/006 | Restart
ELE/EDS | Electrical Distribution System | ELE/EDS/P/016 | Fuel Pump Control Panel (FPCP) | ELE/EDS/C/020 | Fuel Pump Control Panel Fault | ELE/EDS/R/007 | Others
ELE/GEN | Generator | ELE/GEN/P/002 | Generator Control Panel (GCP) / Circuit Breaker (CB) | ELE/GEN/C/002 | Circuit Breaker Fault | ELE/GEN/R/001 | Replace
ELE/GEN | Generator | ELE/GEN/P/002 | Generator Control Panel (GCP) / Circuit Breaker (CB) | ELE/GEN/C/002 | Circuit Breaker Fault | ELE/GEN/R/002 | Adjust
ELE/GEN | Generator | ELE/GEN/P/002 | Generator Control Panel (GCP) / Circuit Breaker (CB) | ELE/GEN/C/002 | Circuit Breaker Fault | ELE/GEN/R/003 | Reset
ELE/GEN | Generator | ELE/GEN/P/002 | Generator Control Panel (GCP) / Circuit Breaker (CB) | ELE/GEN/C/002 | Circuit Breaker Fault | ELE/GEN/R/004 | Top Up
ELE/GEN | Generator | ELE/GEN/P/002 | Generator Control Panel (GCP) / Circuit Breaker (CB) | ELE/GEN/C/002 | Circuit Breaker Fault | ELE/GEN/R/005 | Check and Secure
ELE/GEN | Generator | ELE/GEN/P/002 | Generator Control Panel (GCP) / Circuit Breaker (CB) | ELE/GEN/C/002 | Circuit Breaker Fault | ELE/GEN/R/006 | Restart
ELE/GEN | Generator | ELE/GEN/P/002 | Generator Control Panel (GCP) / Circuit Breaker (CB) | ELE/GEN/C/002 | Circuit Breaker Fault | ELE/GEN/R/007 | Others
ELE/GEN | Generator | ELE/GEN/P/003 | Generator Control Panel (GCP) / Overcurrent and Earth Fault Relay (OCEFRL) | ELE/GEN/C/003 | Overcurrent and Earth Fault Relay Fault | ELE/GEN/R/001 | Replace
ELE/GEN | Generator | ELE/GEN/P/003 | Generator Control Panel (GCP) / Overcurrent and Earth Fault Relay (OCEFRL) | ELE/GEN/C/003 | Overcurrent and Earth Fault Relay Fault | ELE/GEN/R/002 | Adjust
ELE/GEN | Generator | ELE/GEN/P/003 | Generator Control Panel (GCP) / Overcurrent and Earth Fault Relay (OCEFRL) | ELE/GEN/C/003 | Overcurrent and Earth Fault Relay Fault | ELE/GEN/R/003 | Reset
ELE/GEN | Generator | ELE/GEN/P/003 | Generator Control Panel (GCP) / Overcurrent and Earth Fault Relay (OCEFRL) | ELE/GEN/C/003 | Overcurrent and Earth Fault Relay Fault | ELE/GEN/R/004 | Top Up
ELE/GEN | Generator | ELE/GEN/P/003 | Generator Control Panel (GCP) / Overcurrent and Earth Fault Relay (OCEFRL) | ELE/GEN/C/003 | Overcurrent and Earth Fault Relay Fault | ELE/GEN/R/005 | Check and Secure
ELE/GEN | Generator | ELE/GEN/P/003 | Generator Control Panel (GCP) / Overcurrent and Earth Fault Relay (OCEFRL) | ELE/GEN/C/003 | Overcurrent and Earth Fault Relay Fault | ELE/GEN/R/006 | Restart
ELE/GEN | Generator | ELE/GEN/P/003 | Generator Control Panel (GCP) / Overcurrent and Earth Fault Relay (OCEFRL) | ELE/GEN/C/003 | Overcurrent and Earth Fault Relay Fault | ELE/GEN/R/007 | Others
ELE/EDS | Electrical Distribution System | ELE/EDS/P/019 | Bulk Storage Tank (BTK) | ELE/EDS/C/022 | Bulk Storage Tank Fault | ELE/EDS/R/001 | Replace
ELE/EDS | Electrical Distribution System | ELE/EDS/P/019 | Bulk Storage Tank (BTK) | ELE/EDS/C/022 | Bulk Storage Tank Fault | ELE/EDS/R/002 | Adjust
ELE/EDS | Electrical Distribution System | ELE/EDS/P/019 | Bulk Storage Tank (BTK) | ELE/EDS/C/022 | Bulk Storage Tank Fault | ELE/EDS/R/003 | Reset
ELE/EDS | Electrical Distribution System | ELE/EDS/P/019 | Bulk Storage Tank (BTK) | ELE/EDS/C/022 | Bulk Storage Tank Fault | ELE/EDS/R/004 | Top Up
ELE/EDS | Electrical Distribution System | ELE/EDS/P/019 | Bulk Storage Tank (BTK) | ELE/EDS/C/022 | Bulk Storage Tank Fault | ELE/EDS/R/005 | Check and Secure
ELE/EDS | Electrical Distribution System | ELE/EDS/P/019 | Bulk Storage Tank (BTK) | ELE/EDS/C/022 | Bulk Storage Tank Fault | ELE/EDS/R/006 | Restart
ELE/EDS | Electrical Distribution System | ELE/EDS/P/019 | Bulk Storage Tank (BTK) | ELE/EDS/C/022 | Bulk Storage Tank Fault | ELE/EDS/R/007 | Others
ELE/EDS | Electrical Distribution System | ELE/EDS/P/020 | Day Tank (DTK) | ELE/EDS/C/023 | Day Tank Fault | ELE/EDS/R/001 | Replace
ELE/EDS | Electrical Distribution System | ELE/EDS/P/020 | Day Tank (DTK) | ELE/EDS/C/023 | Day Tank Fault | ELE/EDS/R/002 | Adjust
ELE/EDS | Electrical Distribution System | ELE/EDS/P/020 | Day Tank (DTK) | ELE/EDS/C/023 | Day Tank Fault | ELE/EDS/R/003 | Reset
ELE/EDS | Electrical Distribution System | ELE/EDS/P/020 | Day Tank (DTK) | ELE/EDS/C/023 | Day Tank Fault | ELE/EDS/R/004 | Top Up
ELE/EDS | Electrical Distribution System | ELE/EDS/P/020 | Day Tank (DTK) | ELE/EDS/C/023 | Day Tank Fault | ELE/EDS/R/005 | Check and Secure
ELE/EDS | Electrical Distribution System | ELE/EDS/P/020 | Day Tank (DTK) | ELE/EDS/C/023 | Day Tank Fault | ELE/EDS/R/006 | Restart
ELE/EDS | Electrical Distribution System | ELE/EDS/P/020 | Day Tank (DTK) | ELE/EDS/C/023 | Day Tank Fault | ELE/EDS/R/007 | Others
ELE/EDS | Electrical Distribution System | ELE/EDS/P/021 | Sound Atteunators (SA) | ELE/EDS/C/021 | Sound Attenuators Fault | ELE/EDS/R/001 | Replace
ELE/EDS | Electrical Distribution System | ELE/EDS/P/021 | Sound Atteunators (SA) | ELE/EDS/C/021 | Sound Attenuators Fault | ELE/EDS/R/002 | Adjust
ELE/EDS | Electrical Distribution System | ELE/EDS/P/021 | Sound Atteunators (SA) | ELE/EDS/C/021 | Sound Attenuators Fault | ELE/EDS/R/003 | Reset
ELE/EDS | Electrical Distribution System | ELE/EDS/P/021 | Sound Atteunators (SA) | ELE/EDS/C/021 | Sound Attenuators Fault | ELE/EDS/R/004 | Top Up
ELE/EDS | Electrical Distribution System | ELE/EDS/P/021 | Sound Atteunators (SA) | ELE/EDS/C/021 | Sound Attenuators Fault | ELE/EDS/R/005 | Check and Secure
ELE/EDS | Electrical Distribution System | ELE/EDS/P/021 | Sound Atteunators (SA) | ELE/EDS/C/021 | Sound Attenuators Fault | ELE/EDS/R/006 | Restart
ELE/EDS | Electrical Distribution System | ELE/EDS/P/021 | Sound Atteunators (SA) | ELE/EDS/C/021 | Sound Attenuators Fault | ELE/EDS/R/007 | Others
ELE/BATT | Battery & Charger | ELE/BATT/P/0001 | Battery Bank (BATT) | ELE/BATT/C/002 | Battery Bank Fault | ELE/BATT/R/001 | Replace
ELE/BATT | Battery & Charger | ELE/BATT/P/0001 | Battery Bank (BATT) | ELE/BATT/C/002 | Battery Bank Fault | ELE/BATT/R/002 | Adjust
ELE/BATT | Battery & Charger | ELE/BATT/P/0001 | Battery Bank (BATT) | ELE/BATT/C/002 | Battery Bank Fault | ELE/BATT/R/003 | Reset
ELE/BATT | Battery & Charger | ELE/BATT/P/0001 | Battery Bank (BATT) | ELE/BATT/C/002 | Battery Bank Fault | ELE/BATT/R/004 | Top Up
ELE/BATT | Battery & Charger | ELE/BATT/P/0001 | Battery Bank (BATT) | ELE/BATT/C/002 | Battery Bank Fault | ELE/BATT/R/005 | Check and Secure
ELE/BATT | Battery & Charger | ELE/BATT/P/0001 | Battery Bank (BATT) | ELE/BATT/C/002 | Battery Bank Fault | ELE/BATT/R/006 | Restart
ELE/BATT | Battery & Charger | ELE/BATT/P/0001 | Battery Bank (BATT) | ELE/BATT/C/002 | Battery Bank Fault | ELE/BATT/R/007 | Others
ELE/EDS | Electrical Distribution System | ELE/EDS/P/023 | ITESS Control Panel (ITESSCP) | ELE/EDS/C/008 | Itess Control Panel Fault | ELE/EDS/R/001 | Replace
ELE/EDS | Electrical Distribution System | ELE/EDS/P/023 | ITESS Control Panel (ITESSCP) | ELE/EDS/C/008 | Itess Control Panel Fault | ELE/EDS/R/002 | Adjust
ELE/EDS | Electrical Distribution System | ELE/EDS/P/023 | ITESS Control Panel (ITESSCP) | ELE/EDS/C/008 | Itess Control Panel Fault | ELE/EDS/R/003 | Reset
ELE/EDS | Electrical Distribution System | ELE/EDS/P/023 | ITESS Control Panel (ITESSCP) | ELE/EDS/C/008 | Itess Control Panel Fault | ELE/EDS/R/004 | Top Up
ELE/EDS | Electrical Distribution System | ELE/EDS/P/023 | ITESS Control Panel (ITESSCP) | ELE/EDS/C/008 | Itess Control Panel Fault | ELE/EDS/R/005 | Check and Secure
ELE/EDS | Electrical Distribution System | ELE/EDS/P/023 | ITESS Control Panel (ITESSCP) | ELE/EDS/C/008 | Itess Control Panel Fault | ELE/EDS/R/006 | Restart
ELE/EDS | Electrical Distribution System | ELE/EDS/P/023 | ITESS Control Panel (ITESSCP) | ELE/EDS/C/008 | Itess Control Panel Fault | ELE/EDS/R/007 | Others
ELE/EDS | Electrical Distribution System | ELE/EDS/P/024 | ITESS Operator Control Panel (ITESSOCP) | ELE/EDS/C/007 | Itess Operator Control Panel Fault | ELE/EDS/R/001 | Replace
ELE/EDS | Electrical Distribution System | ELE/EDS/P/024 | ITESS Operator Control Panel (ITESSOCP) | ELE/EDS/C/007 | Itess Operator Control Panel Fault | ELE/EDS/R/002 | Adjust
ELE/EDS | Electrical Distribution System | ELE/EDS/P/024 | ITESS Operator Control Panel (ITESSOCP) | ELE/EDS/C/007 | Itess Operator Control Panel Fault | ELE/EDS/R/003 | Reset
ELE/EDS | Electrical Distribution System | ELE/EDS/P/024 | ITESS Operator Control Panel (ITESSOCP) | ELE/EDS/C/007 | Itess Operator Control Panel Fault | ELE/EDS/R/004 | Top Up
ELE/EDS | Electrical Distribution System | ELE/EDS/P/024 | ITESS Operator Control Panel (ITESSOCP) | ELE/EDS/C/007 | Itess Operator Control Panel Fault | ELE/EDS/R/005 | Check and Secure
ELE/EDS | Electrical Distribution System | ELE/EDS/P/024 | ITESS Operator Control Panel (ITESSOCP) | ELE/EDS/C/007 | Itess Operator Control Panel Fault | ELE/EDS/R/006 | Restart
ELE/EDS | Electrical Distribution System | ELE/EDS/P/024 | ITESS Operator Control Panel (ITESSOCP) | ELE/EDS/C/007 | Itess Operator Control Panel Fault | ELE/EDS/R/007 | Others
ELE/EDS | Electrical Distribution System | ELE/EDS/P/025 | XPESS Control Panel (XPESSCP) | ELE/EDS/C/006 | Xpess Control Panel Fault | ELE/EDS/R/001 | Replace
ELE/EDS | Electrical Distribution System | ELE/EDS/P/025 | XPESS Control Panel (XPESSCP) | ELE/EDS/C/006 | Xpess Control Panel Fault | ELE/EDS/R/002 | Adjust
ELE/EDS | Electrical Distribution System | ELE/EDS/P/025 | XPESS Control Panel (XPESSCP) | ELE/EDS/C/006 | Xpess Control Panel Fault | ELE/EDS/R/003 | Reset
ELE/EDS | Electrical Distribution System | ELE/EDS/P/025 | XPESS Control Panel (XPESSCP) | ELE/EDS/C/006 | Xpess Control Panel Fault | ELE/EDS/R/004 | Top Up
ELE/EDS | Electrical Distribution System | ELE/EDS/P/025 | XPESS Control Panel (XPESSCP) | ELE/EDS/C/006 | Xpess Control Panel Fault | ELE/EDS/R/005 | Check and Secure
ELE/EDS | Electrical Distribution System | ELE/EDS/P/025 | XPESS Control Panel (XPESSCP) | ELE/EDS/C/006 | Xpess Control Panel Fault | ELE/EDS/R/006 | Restart
ELE/EDS | Electrical Distribution System | ELE/EDS/P/025 | XPESS Control Panel (XPESSCP) | ELE/EDS/C/006 | Xpess Control Panel Fault | ELE/EDS/R/007 | Others
ELE/EDS | Electrical Distribution System | ELE/EDS/P/026 | XPESS Operator Control Panel (XPESSOCP) | ELE/EDS/C/005 | Xpess Operator Control Panel Fault | ELE/EDS/R/001 | Replace
ELE/EDS | Electrical Distribution System | ELE/EDS/P/026 | XPESS Operator Control Panel (XPESSOCP) | ELE/EDS/C/005 | Xpess Operator Control Panel Fault | ELE/EDS/R/002 | Adjust
ELE/EDS | Electrical Distribution System | ELE/EDS/P/026 | XPESS Operator Control Panel (XPESSOCP) | ELE/EDS/C/005 | Xpess Operator Control Panel Fault | ELE/EDS/R/003 | Reset
ELE/EDS | Electrical Distribution System | ELE/EDS/P/026 | XPESS Operator Control Panel (XPESSOCP) | ELE/EDS/C/005 | Xpess Operator Control Panel Fault | ELE/EDS/R/004 | Top Up
ELE/EDS | Electrical Distribution System | ELE/EDS/P/026 | XPESS Operator Control Panel (XPESSOCP) | ELE/EDS/C/005 | Xpess Operator Control Panel Fault | ELE/EDS/R/005 | Check and Secure
ELE/EDS | Electrical Distribution System | ELE/EDS/P/026 | XPESS Operator Control Panel (XPESSOCP) | ELE/EDS/C/005 | Xpess Operator Control Panel Fault | ELE/EDS/R/006 | Restart
ELE/EDS | Electrical Distribution System | ELE/EDS/P/026 | XPESS Operator Control Panel (XPESSOCP) | ELE/EDS/C/005 | Xpess Operator Control Panel Fault | ELE/EDS/R/007 | Others
ELE/LIG | Lighting System | ELE/LIG/P/0001 | Tunnel Lighting Control Panel (TLCP) | ELE/LIG/C/001 | Tunnel Lighting Control Panel Fault | ELE/LIG/R/001 | Replace
ELE/LIG | Lighting System | ELE/LIG/P/0001 | Tunnel Lighting Control Panel (TLCP) | ELE/LIG/C/001 | Tunnel Lighting Control Panel Fault | ELE/LIG/R/002 | Adjust
ELE/LIG | Lighting System | ELE/LIG/P/0001 | Tunnel Lighting Control Panel (TLCP) | ELE/LIG/C/001 | Tunnel Lighting Control Panel Fault | ELE/LIG/R/003 | Reset
ELE/LIG | Lighting System | ELE/LIG/P/0001 | Tunnel Lighting Control Panel (TLCP) | ELE/LIG/C/001 | Tunnel Lighting Control Panel Fault | ELE/LIG/R/004 | Top Up
ELE/LIG | Lighting System | ELE/LIG/P/0001 | Tunnel Lighting Control Panel (TLCP) | ELE/LIG/C/001 | Tunnel Lighting Control Panel Fault | ELE/LIG/R/005 | Check and Secure
ELE/LIG | Lighting System | ELE/LIG/P/0001 | Tunnel Lighting Control Panel (TLCP) | ELE/LIG/C/001 | Tunnel Lighting Control Panel Fault | ELE/LIG/R/006 | Restart
ELE/LIG | Lighting System | ELE/LIG/P/0001 | Tunnel Lighting Control Panel (TLCP) | ELE/LIG/C/001 | Tunnel Lighting Control Panel Fault | ELE/LIG/R/007 | Others
ELE/LIG | Lighting System | ELE/LIG/P/002 | Tunnel Lighting Operator Control Panel (TLOCP) | ELE/LIG/C/002 | Tunnel Lighting Operator Control Panel Fault | ELE/LIG/R/001 | Replace
ELE/LIG | Lighting System | ELE/LIG/P/002 | Tunnel Lighting Operator Control Panel (TLOCP) | ELE/LIG/C/002 | Tunnel Lighting Operator Control Panel Fault | ELE/LIG/R/002 | Adjust
ELE/LIG | Lighting System | ELE/LIG/P/002 | Tunnel Lighting Operator Control Panel (TLOCP) | ELE/LIG/C/002 | Tunnel Lighting Operator Control Panel Fault | ELE/LIG/R/003 | Reset
ELE/LIG | Lighting System | ELE/LIG/P/002 | Tunnel Lighting Operator Control Panel (TLOCP) | ELE/LIG/C/002 | Tunnel Lighting Operator Control Panel Fault | ELE/LIG/R/004 | Top Up
ELE/LIG | Lighting System | ELE/LIG/P/002 | Tunnel Lighting Operator Control Panel (TLOCP) | ELE/LIG/C/002 | Tunnel Lighting Operator Control Panel Fault | ELE/LIG/R/005 | Check and Secure
ELE/LIG | Lighting System | ELE/LIG/P/002 | Tunnel Lighting Operator Control Panel (TLOCP) | ELE/LIG/C/002 | Tunnel Lighting Operator Control Panel Fault | ELE/LIG/R/006 | Restart
ELE/LIG | Lighting System | ELE/LIG/P/002 | Tunnel Lighting Operator Control Panel (TLOCP) | ELE/LIG/C/002 | Tunnel Lighting Operator Control Panel Fault | ELE/LIG/R/007 | Others
ELE/EDS | Electrical Distribution System | ELE/EDS/P/022 | Kilowatt Hour Transducer Panel (KWTP) | ELE/EDS/C/004 | Kilowatt Hour Transducer Panel Fault | ELE/EDS/R/001 | Replace
ELE/EDS | Electrical Distribution System | ELE/EDS/P/022 | Kilowatt Hour Transducer Panel (KWTP) | ELE/EDS/C/004 | Kilowatt Hour Transducer Panel Fault | ELE/EDS/R/002 | Adjust
ELE/EDS | Electrical Distribution System | ELE/EDS/P/022 | Kilowatt Hour Transducer Panel (KWTP) | ELE/EDS/C/004 | Kilowatt Hour Transducer Panel Fault | ELE/EDS/R/003 | Reset
ELE/EDS | Electrical Distribution System | ELE/EDS/P/022 | Kilowatt Hour Transducer Panel (KWTP) | ELE/EDS/C/004 | Kilowatt Hour Transducer Panel Fault | ELE/EDS/R/004 | Top Up
ELE/EDS | Electrical Distribution System | ELE/EDS/P/022 | Kilowatt Hour Transducer Panel (KWTP) | ELE/EDS/C/004 | Kilowatt Hour Transducer Panel Fault | ELE/EDS/R/005 | Check and Secure
ELE/EDS | Electrical Distribution System | ELE/EDS/P/022 | Kilowatt Hour Transducer Panel (KWTP) | ELE/EDS/C/004 | Kilowatt Hour Transducer Panel Fault | ELE/EDS/R/006 | Restart
ELE/EDS | Electrical Distribution System | ELE/EDS/P/022 | Kilowatt Hour Transducer Panel (KWTP) | ELE/EDS/C/004 | Kilowatt Hour Transducer Panel Fault | ELE/EDS/R/007 | Others
ELE/EDS | Electrical Distribution System | ELE/EDS/P/018 | Public Lighting Control Panel (PLCP) | ELE/EDS/C/003 | Public Lighting Control Panel Fault | ELE/EDS/R/001 | Replace
ELE/EDS | Electrical Distribution System | ELE/EDS/P/018 | Public Lighting Control Panel (PLCP) | ELE/EDS/C/003 | Public Lighting Control Panel Fault | ELE/EDS/R/002 | Adjust
ELE/EDS | Electrical Distribution System | ELE/EDS/P/018 | Public Lighting Control Panel (PLCP) | ELE/EDS/C/003 | Public Lighting Control Panel Fault | ELE/EDS/R/003 | Reset
ELE/EDS | Electrical Distribution System | ELE/EDS/P/018 | Public Lighting Control Panel (PLCP) | ELE/EDS/C/003 | Public Lighting Control Panel Fault | ELE/EDS/R/004 | Top Up
ELE/EDS | Electrical Distribution System | ELE/EDS/P/018 | Public Lighting Control Panel (PLCP) | ELE/EDS/C/003 | Public Lighting Control Panel Fault | ELE/EDS/R/005 | Check and Secure
ELE/EDS | Electrical Distribution System | ELE/EDS/P/018 | Public Lighting Control Panel (PLCP) | ELE/EDS/C/003 | Public Lighting Control Panel Fault | ELE/EDS/R/006 | Restart
ELE/EDS | Electrical Distribution System | ELE/EDS/P/018 | Public Lighting Control Panel (PLCP) | ELE/EDS/C/003 | Public Lighting Control Panel Fault | ELE/EDS/R/007 | Others
ELE/EDS | Electrical Distribution System | ELE/EDS/P/017 | Dimmer Control Panel (DCP) | ELE/EDS/C/002 | Dimmer Control Panel Fault | ELE/EDS/R/001 | Replace
ELE/EDS | Electrical Distribution System | ELE/EDS/P/017 | Dimmer Control Panel (DCP) | ELE/EDS/C/002 | Dimmer Control Panel Fault | ELE/EDS/R/002 | Adjust
ELE/EDS | Electrical Distribution System | ELE/EDS/P/017 | Dimmer Control Panel (DCP) | ELE/EDS/C/002 | Dimmer Control Panel Fault | ELE/EDS/R/003 | Reset
ELE/EDS | Electrical Distribution System | ELE/EDS/P/017 | Dimmer Control Panel (DCP) | ELE/EDS/C/002 | Dimmer Control Panel Fault | ELE/EDS/R/004 | Top Up
ELE/EDS | Electrical Distribution System | ELE/EDS/P/017 | Dimmer Control Panel (DCP) | ELE/EDS/C/002 | Dimmer Control Panel Fault | ELE/EDS/R/005 | Check and Secure
ELE/EDS | Electrical Distribution System | ELE/EDS/P/017 | Dimmer Control Panel (DCP) | ELE/EDS/C/002 | Dimmer Control Panel Fault | ELE/EDS/R/006 | Restart
ELE/EDS | Electrical Distribution System | ELE/EDS/P/017 | Dimmer Control Panel (DCP) | ELE/EDS/C/002 | Dimmer Control Panel Fault | ELE/EDS/R/007 | Others
ELE/BATT | Battery & Charger | ELE/BATT/P/003 | Battery Monitoring System (BMS) / Battery Monitoring Panel (CM) | ELE/BATT/C/005 | Battery Monitoring Panel Fault | ELE/BATT/R/001 | Replace
ELE/BATT | Battery & Charger | ELE/BATT/P/003 | Battery Monitoring System (BMS) / Battery Monitoring Panel (CM) | ELE/BATT/C/005 | Battery Monitoring Panel Fault | ELE/BATT/R/002 | Adjust
ELE/BATT | Battery & Charger | ELE/BATT/P/003 | Battery Monitoring System (BMS) / Battery Monitoring Panel (CM) | ELE/BATT/C/005 | Battery Monitoring Panel Fault | ELE/BATT/R/003 | Reset
ELE/BATT | Battery & Charger | ELE/BATT/P/003 | Battery Monitoring System (BMS) / Battery Monitoring Panel (CM) | ELE/BATT/C/005 | Battery Monitoring Panel Fault | ELE/BATT/R/004 | Top Up
ELE/BATT | Battery & Charger | ELE/BATT/P/003 | Battery Monitoring System (BMS) / Battery Monitoring Panel (CM) | ELE/BATT/C/005 | Battery Monitoring Panel Fault | ELE/BATT/R/005 | Check and Secure
ELE/BATT | Battery & Charger | ELE/BATT/P/003 | Battery Monitoring System (BMS) / Battery Monitoring Panel (CM) | ELE/BATT/C/005 | Battery Monitoring Panel Fault | ELE/BATT/R/006 | Restart
ELE/BATT | Battery & Charger | ELE/BATT/P/003 | Battery Monitoring System (BMS) / Battery Monitoring Panel (CM) | ELE/BATT/C/005 | Battery Monitoring Panel Fault | ELE/BATT/R/007 | Others
ELE/BATT | Battery & Charger | ELE/BATT/P/003 | Battery Monitoring System (BMS) / Battery Monitoring Panel (CM) | ELE/BATT/C/007 | RCCB tripped | ELE/BATT/R/001 | Replace
ELE/BATT | Battery & Charger | ELE/BATT/P/003 | Battery Monitoring System (BMS) / Battery Monitoring Panel (CM) | ELE/BATT/C/007 | RCCB tripped | ELE/BATT/R/002 | Adjust
ELE/BATT | Battery & Charger | ELE/BATT/P/003 | Battery Monitoring System (BMS) / Battery Monitoring Panel (CM) | ELE/BATT/C/007 | RCCB tripped | ELE/BATT/R/003 | Reset
ELE/BATT | Battery & Charger | ELE/BATT/P/003 | Battery Monitoring System (BMS) / Battery Monitoring Panel (CM) | ELE/BATT/C/007 | RCCB tripped | ELE/BATT/R/004 | Top Up
ELE/BATT | Battery & Charger | ELE/BATT/P/003 | Battery Monitoring System (BMS) / Battery Monitoring Panel (CM) | ELE/BATT/C/007 | RCCB tripped | ELE/BATT/R/005 | Check and Secure
ELE/BATT | Battery & Charger | ELE/BATT/P/003 | Battery Monitoring System (BMS) / Battery Monitoring Panel (CM) | ELE/BATT/C/007 | RCCB tripped | ELE/BATT/R/006 | Restart
ELE/BATT | Battery & Charger | ELE/BATT/P/003 | Battery Monitoring System (BMS) / Battery Monitoring Panel (CM) | ELE/BATT/C/007 | RCCB tripped | ELE/BATT/R/007 | Others
ELE/BATT | Battery & Charger | ELE/BATT/P/003 | Battery Monitoring System (BMS) / Battery Monitoring Panel (CM) | ELE/BATT/C/008 | TA Module fault | ELE/BATT/R/001 | Replace
ELE/BATT | Battery & Charger | ELE/BATT/P/003 | Battery Monitoring System (BMS) / Battery Monitoring Panel (CM) | ELE/BATT/C/008 | TA Module fault | ELE/BATT/R/002 | Adjust
ELE/BATT | Battery & Charger | ELE/BATT/P/003 | Battery Monitoring System (BMS) / Battery Monitoring Panel (CM) | ELE/BATT/C/008 | TA Module fault | ELE/BATT/R/003 | Reset
ELE/BATT | Battery & Charger | ELE/BATT/P/003 | Battery Monitoring System (BMS) / Battery Monitoring Panel (CM) | ELE/BATT/C/008 | TA Module fault | ELE/BATT/R/004 | Top Up
ELE/BATT | Battery & Charger | ELE/BATT/P/003 | Battery Monitoring System (BMS) / Battery Monitoring Panel (CM) | ELE/BATT/C/008 | TA Module fault | ELE/BATT/R/005 | Check and Secure
ELE/BATT | Battery & Charger | ELE/BATT/P/003 | Battery Monitoring System (BMS) / Battery Monitoring Panel (CM) | ELE/BATT/C/008 | TA Module fault | ELE/BATT/R/006 | Restart
ELE/BATT | Battery & Charger | ELE/BATT/P/003 | Battery Monitoring System (BMS) / Battery Monitoring Panel (CM) | ELE/BATT/C/008 | TA Module fault | ELE/BATT/R/007 | Others
ELE/BATT | Battery & Charger | ELE/BATT/P/003 | Battery Monitoring System (BMS) / Battery Monitoring Panel (CM) | ELE/BATT/C/001 | Bank Battery resistance high | ELE/BATT/R/001 | Replace
ELE/BATT | Battery & Charger | ELE/BATT/P/003 | Battery Monitoring System (BMS) / Battery Monitoring Panel (CM) | ELE/BATT/C/001 | Bank Battery resistance high | ELE/BATT/R/002 | Adjust
ELE/BATT | Battery & Charger | ELE/BATT/P/003 | Battery Monitoring System (BMS) / Battery Monitoring Panel (CM) | ELE/BATT/C/001 | Bank Battery resistance high | ELE/BATT/R/003 | Reset
ELE/BATT | Battery & Charger | ELE/BATT/P/003 | Battery Monitoring System (BMS) / Battery Monitoring Panel (CM) | ELE/BATT/C/001 | Bank Battery resistance high | ELE/BATT/R/004 | Top Up
ELE/BATT | Battery & Charger | ELE/BATT/P/003 | Battery Monitoring System (BMS) / Battery Monitoring Panel (CM) | ELE/BATT/C/001 | Bank Battery resistance high | ELE/BATT/R/005 | Check and Secure
ELE/BATT | Battery & Charger | ELE/BATT/P/003 | Battery Monitoring System (BMS) / Battery Monitoring Panel (CM) | ELE/BATT/C/001 | Bank Battery resistance high | ELE/BATT/R/006 | Restart
ELE/BATT | Battery & Charger | ELE/BATT/P/003 | Battery Monitoring System (BMS) / Battery Monitoring Panel (CM) | ELE/BATT/C/001 | Bank Battery resistance high | ELE/BATT/R/007 | Others
ELE/BATT | Battery & Charger | ELE/BATT/P/003 | Battery Monitoring System (BMS) / Battery Monitoring Panel (CM) | ELE/BATT/C/006 | Loose Contact | ELE/BATT/R/001 | Replace
ELE/BATT | Battery & Charger | ELE/BATT/P/003 | Battery Monitoring System (BMS) / Battery Monitoring Panel (CM) | ELE/BATT/C/006 | Loose Contact | ELE/BATT/R/002 | Adjust
ELE/BATT | Battery & Charger | ELE/BATT/P/003 | Battery Monitoring System (BMS) / Battery Monitoring Panel (CM) | ELE/BATT/C/006 | Loose Contact | ELE/BATT/R/003 | Reset
ELE/BATT | Battery & Charger | ELE/BATT/P/003 | Battery Monitoring System (BMS) / Battery Monitoring Panel (CM) | ELE/BATT/C/006 | Loose Contact | ELE/BATT/R/004 | Top Up
ELE/BATT | Battery & Charger | ELE/BATT/P/003 | Battery Monitoring System (BMS) / Battery Monitoring Panel (CM) | ELE/BATT/C/006 | Loose Contact | ELE/BATT/R/005 | Check and Secure
ELE/BATT | Battery & Charger | ELE/BATT/P/003 | Battery Monitoring System (BMS) / Battery Monitoring Panel (CM) | ELE/BATT/C/006 | Loose Contact | ELE/BATT/R/006 | Restart
ELE/BATT | Battery & Charger | ELE/BATT/P/003 | Battery Monitoring System (BMS) / Battery Monitoring Panel (CM) | ELE/BATT/C/006 | Loose Contact | ELE/BATT/R/007 | Others
ELE/UPS | Uninterrupted Power Supply | ELE/UPS/P/002 | UPS Panel (UPSP) | ELE/UPS/C/001 | Inverter Fault | ELE/UPS/R/001 | Replace
ELE/UPS | Uninterrupted Power Supply | ELE/UPS/P/002 | UPS Panel (UPSP) | ELE/UPS/C/001 | Inverter Fault | ELE/UPS/R/002 | Adjust
ELE/UPS | Uninterrupted Power Supply | ELE/UPS/P/002 | UPS Panel (UPSP) | ELE/UPS/C/001 | Inverter Fault | ELE/UPS/R/003 | Reset
ELE/UPS | Uninterrupted Power Supply | ELE/UPS/P/002 | UPS Panel (UPSP) | ELE/UPS/C/001 | Inverter Fault | ELE/UPS/R/004 | Top Up
ELE/UPS | Uninterrupted Power Supply | ELE/UPS/P/002 | UPS Panel (UPSP) | ELE/UPS/C/001 | Inverter Fault | ELE/UPS/R/005 | Check and Secure
ELE/UPS | Uninterrupted Power Supply | ELE/UPS/P/002 | UPS Panel (UPSP) | ELE/UPS/C/001 | Inverter Fault | ELE/UPS/R/006 | Restart
ELE/UPS | Uninterrupted Power Supply | ELE/UPS/P/002 | UPS Panel (UPSP) | ELE/UPS/C/001 | Inverter Fault | ELE/UPS/R/007 | Others
ELE/UPS | Uninterrupted Power Supply | ELE/UPS/P/002 | UPS Panel (UPSP) | ELE/UPS/C/002 | Rectifier card Fault | ELE/UPS/R/001 | Replace
ELE/UPS | Uninterrupted Power Supply | ELE/UPS/P/002 | UPS Panel (UPSP) | ELE/UPS/C/002 | Rectifier card Fault | ELE/UPS/R/002 | Adjust
ELE/UPS | Uninterrupted Power Supply | ELE/UPS/P/002 | UPS Panel (UPSP) | ELE/UPS/C/002 | Rectifier card Fault | ELE/UPS/R/003 | Reset
ELE/UPS | Uninterrupted Power Supply | ELE/UPS/P/002 | UPS Panel (UPSP) | ELE/UPS/C/002 | Rectifier card Fault | ELE/UPS/R/004 | Top Up
ELE/UPS | Uninterrupted Power Supply | ELE/UPS/P/002 | UPS Panel (UPSP) | ELE/UPS/C/002 | Rectifier card Fault | ELE/UPS/R/005 | Check and Secure
ELE/UPS | Uninterrupted Power Supply | ELE/UPS/P/002 | UPS Panel (UPSP) | ELE/UPS/C/002 | Rectifier card Fault | ELE/UPS/R/006 | Restart
ELE/UPS | Uninterrupted Power Supply | ELE/UPS/P/002 | UPS Panel (UPSP) | ELE/UPS/C/002 | Rectifier card Fault | ELE/UPS/R/007 | Others
ELE/UPS | Uninterrupted Power Supply | ELE/UPS/P/003 | UPS Sub-Board (USB) | ELE/UPS/C/004 | UPS Sub-Board Fault | ELE/UPS/R/001 | Replace
ELE/UPS | Uninterrupted Power Supply | ELE/UPS/P/003 | UPS Sub-Board (USB) | ELE/UPS/C/004 | UPS Sub-Board Fault | ELE/UPS/R/002 | Adjust
ELE/UPS | Uninterrupted Power Supply | ELE/UPS/P/003 | UPS Sub-Board (USB) | ELE/UPS/C/004 | UPS Sub-Board Fault | ELE/UPS/R/003 | Reset
ELE/UPS | Uninterrupted Power Supply | ELE/UPS/P/003 | UPS Sub-Board (USB) | ELE/UPS/C/004 | UPS Sub-Board Fault | ELE/UPS/R/004 | Top Up
ELE/UPS | Uninterrupted Power Supply | ELE/UPS/P/003 | UPS Sub-Board (USB) | ELE/UPS/C/004 | UPS Sub-Board Fault | ELE/UPS/R/005 | Check and Secure
ELE/UPS | Uninterrupted Power Supply | ELE/UPS/P/003 | UPS Sub-Board (USB) | ELE/UPS/C/004 | UPS Sub-Board Fault | ELE/UPS/R/006 | Restart
ELE/UPS | Uninterrupted Power Supply | ELE/UPS/P/003 | UPS Sub-Board (USB) | ELE/UPS/C/004 | UPS Sub-Board Fault | ELE/UPS/R/007 | Others
ELE/UPS | Uninterrupted Power Supply | ELE/UPS/P/001 | UPS Distribution Board (UDB) | ELE/UPS/C/003 | UPS Distribution Board Fault | ELE/UPS/R/001 | Replace
ELE/UPS | Uninterrupted Power Supply | ELE/UPS/P/001 | UPS Distribution Board (UDB) | ELE/UPS/C/003 | UPS Distribution Board Fault | ELE/UPS/R/002 | Adjust
ELE/UPS | Uninterrupted Power Supply | ELE/UPS/P/001 | UPS Distribution Board (UDB) | ELE/UPS/C/003 | UPS Distribution Board Fault | ELE/UPS/R/003 | Reset
ELE/UPS | Uninterrupted Power Supply | ELE/UPS/P/001 | UPS Distribution Board (UDB) | ELE/UPS/C/003 | UPS Distribution Board Fault | ELE/UPS/R/004 | Top Up
ELE/UPS | Uninterrupted Power Supply | ELE/UPS/P/001 | UPS Distribution Board (UDB) | ELE/UPS/C/003 | UPS Distribution Board Fault | ELE/UPS/R/005 | Check and Secure
ELE/UPS | Uninterrupted Power Supply | ELE/UPS/P/001 | UPS Distribution Board (UDB) | ELE/UPS/C/003 | UPS Distribution Board Fault | ELE/UPS/R/006 | Restart
ELE/UPS | Uninterrupted Power Supply | ELE/UPS/P/001 | UPS Distribution Board (UDB) | ELE/UPS/C/003 | UPS Distribution Board Fault | ELE/UPS/R/007 | Others
ELE/EDS | Electrical Distribution System | ELE/EDS/P/010 | Isolation Transformer (ISOTX) | ELE/EDS/C/014 | Isolation/ Step-Up Transformer Fault | ELE/EDS/R/001 | Replace
ELE/EDS | Electrical Distribution System | ELE/EDS/P/010 | Isolation Transformer (ISOTX) | ELE/EDS/C/014 | Isolation/ Step-Up Transformer Fault | ELE/EDS/R/002 | Adjust
ELE/EDS | Electrical Distribution System | ELE/EDS/P/010 | Isolation Transformer (ISOTX) | ELE/EDS/C/014 | Isolation/ Step-Up Transformer Fault | ELE/EDS/R/003 | Reset
ELE/EDS | Electrical Distribution System | ELE/EDS/P/010 | Isolation Transformer (ISOTX) | ELE/EDS/C/014 | Isolation/ Step-Up Transformer Fault | ELE/EDS/R/004 | Top Up
ELE/EDS | Electrical Distribution System | ELE/EDS/P/010 | Isolation Transformer (ISOTX) | ELE/EDS/C/014 | Isolation/ Step-Up Transformer Fault | ELE/EDS/R/005 | Check and Secure
ELE/EDS | Electrical Distribution System | ELE/EDS/P/010 | Isolation Transformer (ISOTX) | ELE/EDS/C/014 | Isolation/ Step-Up Transformer Fault | ELE/EDS/R/006 | Restart
ELE/EDS | Electrical Distribution System | ELE/EDS/P/010 | Isolation Transformer (ISOTX) | ELE/EDS/C/014 | Isolation/ Step-Up Transformer Fault | ELE/EDS/R/007 | Others
ELE/BATT | Battery & Charger | ELE/BATT/P/0001 | Battery Bank (BATT) | ELE/BATT/C/002 | Battery Bank Fault | ELE/BATT/R/001 | Replace
ELE/BATT | Battery & Charger | ELE/BATT/P/0001 | Battery Bank (BATT) | ELE/BATT/C/002 | Battery Bank Fault | ELE/BATT/R/002 | Adjust
ELE/BATT | Battery & Charger | ELE/BATT/P/0001 | Battery Bank (BATT) | ELE/BATT/C/002 | Battery Bank Fault | ELE/BATT/R/003 | Reset
ELE/BATT | Battery & Charger | ELE/BATT/P/0001 | Battery Bank (BATT) | ELE/BATT/C/002 | Battery Bank Fault | ELE/BATT/R/004 | Top Up
ELE/BATT | Battery & Charger | ELE/BATT/P/0001 | Battery Bank (BATT) | ELE/BATT/C/002 | Battery Bank Fault | ELE/BATT/R/005 | Check and Secure
ELE/BATT | Battery & Charger | ELE/BATT/P/0001 | Battery Bank (BATT) | ELE/BATT/C/002 | Battery Bank Fault | ELE/BATT/R/006 | Restart
ELE/BATT | Battery & Charger | ELE/BATT/P/0001 | Battery Bank (BATT) | ELE/BATT/C/002 | Battery Bank Fault | ELE/BATT/R/007 | Others
ELE/BATT | Battery & Charger | ELE/BATT/P/0001 | Battery Bank (BATT) | ELE/BATT/C/004 | Battery low water level | ELE/BATT/R/001 | Replace
ELE/BATT | Battery & Charger | ELE/BATT/P/0001 | Battery Bank (BATT) | ELE/BATT/C/004 | Battery low water level | ELE/BATT/R/002 | Adjust
ELE/BATT | Battery & Charger | ELE/BATT/P/0001 | Battery Bank (BATT) | ELE/BATT/C/004 | Battery low water level | ELE/BATT/R/003 | Reset
ELE/BATT | Battery & Charger | ELE/BATT/P/0001 | Battery Bank (BATT) | ELE/BATT/C/004 | Battery low water level | ELE/BATT/R/004 | Top Up
ELE/BATT | Battery & Charger | ELE/BATT/P/0001 | Battery Bank (BATT) | ELE/BATT/C/004 | Battery low water level | ELE/BATT/R/005 | Check and Secure
ELE/BATT | Battery & Charger | ELE/BATT/P/0001 | Battery Bank (BATT) | ELE/BATT/C/004 | Battery low water level | ELE/BATT/R/006 | Restart
ELE/BATT | Battery & Charger | ELE/BATT/P/0001 | Battery Bank (BATT) | ELE/BATT/C/004 | Battery low water level | ELE/BATT/R/007 | Others
ELE/EDS | Electrical Distribution System | ELE/EDS/P/011 | Automatic Transfer Switch (ATS) | ELE/EDS/C/001 | Automatic Transfer Switch Fault | ELE/EDS/R/001 | Replace
ELE/EDS | Electrical Distribution System | ELE/EDS/P/011 | Automatic Transfer Switch (ATS) | ELE/EDS/C/001 | Automatic Transfer Switch Fault | ELE/EDS/R/002 | Adjust
ELE/EDS | Electrical Distribution System | ELE/EDS/P/011 | Automatic Transfer Switch (ATS) | ELE/EDS/C/001 | Automatic Transfer Switch Fault | ELE/EDS/R/003 | Reset
ELE/EDS | Electrical Distribution System | ELE/EDS/P/011 | Automatic Transfer Switch (ATS) | ELE/EDS/C/001 | Automatic Transfer Switch Fault | ELE/EDS/R/004 | Top Up
ELE/EDS | Electrical Distribution System | ELE/EDS/P/011 | Automatic Transfer Switch (ATS) | ELE/EDS/C/001 | Automatic Transfer Switch Fault | ELE/EDS/R/005 | Check and Secure
ELE/EDS | Electrical Distribution System | ELE/EDS/P/011 | Automatic Transfer Switch (ATS) | ELE/EDS/C/001 | Automatic Transfer Switch Fault | ELE/EDS/R/006 | Restart
ELE/EDS | Electrical Distribution System | ELE/EDS/P/011 | Automatic Transfer Switch (ATS) | ELE/EDS/C/001 | Automatic Transfer Switch Fault | ELE/EDS/R/007 | Others
ELE/BATT | Battery & Charger | ELE/BATT/P/002 | Battery Charger (CHGR) | ELE/BATT/C/003 | Battery Charger Fault | ELE/BATT/R/001 | Replace
ELE/BATT | Battery & Charger | ELE/BATT/P/002 | Battery Charger (CHGR) | ELE/BATT/C/003 | Battery Charger Fault | ELE/BATT/R/002 | Adjust
ELE/BATT | Battery & Charger | ELE/BATT/P/002 | Battery Charger (CHGR) | ELE/BATT/C/003 | Battery Charger Fault | ELE/BATT/R/003 | Reset
ELE/BATT | Battery & Charger | ELE/BATT/P/002 | Battery Charger (CHGR) | ELE/BATT/C/003 | Battery Charger Fault | ELE/BATT/R/004 | Top Up
ELE/BATT | Battery & Charger | ELE/BATT/P/002 | Battery Charger (CHGR) | ELE/BATT/C/003 | Battery Charger Fault | ELE/BATT/R/005 | Check and Secure
ELE/BATT | Battery & Charger | ELE/BATT/P/002 | Battery Charger (CHGR) | ELE/BATT/C/003 | Battery Charger Fault | ELE/BATT/R/006 | Restart
ELE/BATT | Battery & Charger | ELE/BATT/P/002 | Battery Charger (CHGR) | ELE/BATT/C/003 | Battery Charger Fault | ELE/BATT/R/007 | Others
ELE/SPVS | Solar Photovoltaic System | ELE/SPVS/P/001 | Solar PV Module (PVMOD) | ELE/SPVS/C/001 | Solar PV Module Fault | ELE/SPVS/R/001 | Replace
ELE/SPVS | Solar Photovoltaic System | ELE/SPVS/P/001 | Solar PV Module (PVMOD) | ELE/SPVS/C/001 | Solar PV Module Fault | ELE/SPVS/R/002 | Adjust
ELE/SPVS | Solar Photovoltaic System | ELE/SPVS/P/001 | Solar PV Module (PVMOD) | ELE/SPVS/C/001 | Solar PV Module Fault | ELE/SPVS/R/003 | Reset
ELE/SPVS | Solar Photovoltaic System | ELE/SPVS/P/001 | Solar PV Module (PVMOD) | ELE/SPVS/C/001 | Solar PV Module Fault | ELE/SPVS/R/004 | Top Up
ELE/SPVS | Solar Photovoltaic System | ELE/SPVS/P/001 | Solar PV Module (PVMOD) | ELE/SPVS/C/001 | Solar PV Module Fault | ELE/SPVS/R/005 | Check and Secure
ELE/SPVS | Solar Photovoltaic System | ELE/SPVS/P/001 | Solar PV Module (PVMOD) | ELE/SPVS/C/001 | Solar PV Module Fault | ELE/SPVS/R/006 | Restart
ELE/SPVS | Solar Photovoltaic System | ELE/SPVS/P/001 | Solar PV Module (PVMOD) | ELE/SPVS/C/001 | Solar PV Module Fault | ELE/SPVS/R/007 | Others
ELE/SPVS | Solar Photovoltaic System | ELE/SPVS/P/002 | DC Combiner Box (DCCB) | ELE/SPVS/C/002 | DC Combiner Box Fault | ELE/SPVS/R/001 | Replace
ELE/SPVS | Solar Photovoltaic System | ELE/SPVS/P/002 | DC Combiner Box (DCCB) | ELE/SPVS/C/002 | DC Combiner Box Fault | ELE/SPVS/R/002 | Adjust
ELE/SPVS | Solar Photovoltaic System | ELE/SPVS/P/002 | DC Combiner Box (DCCB) | ELE/SPVS/C/002 | DC Combiner Box Fault | ELE/SPVS/R/003 | Reset
ELE/SPVS | Solar Photovoltaic System | ELE/SPVS/P/002 | DC Combiner Box (DCCB) | ELE/SPVS/C/002 | DC Combiner Box Fault | ELE/SPVS/R/004 | Top Up
ELE/SPVS | Solar Photovoltaic System | ELE/SPVS/P/002 | DC Combiner Box (DCCB) | ELE/SPVS/C/002 | DC Combiner Box Fault | ELE/SPVS/R/005 | Check and Secure
ELE/SPVS | Solar Photovoltaic System | ELE/SPVS/P/002 | DC Combiner Box (DCCB) | ELE/SPVS/C/002 | DC Combiner Box Fault | ELE/SPVS/R/006 | Restart
ELE/SPVS | Solar Photovoltaic System | ELE/SPVS/P/002 | DC Combiner Box (DCCB) | ELE/SPVS/C/002 | DC Combiner Box Fault | ELE/SPVS/R/007 | Others
ELE/SPVS | Solar Photovoltaic System | ELE/SPVS/P/003 | Inverter (INV) | ELE/SPVS/C/003 | Inverter Fault | ELE/SPVS/R/001 | Replace
ELE/SPVS | Solar Photovoltaic System | ELE/SPVS/P/003 | Inverter (INV) | ELE/SPVS/C/003 | Inverter Fault | ELE/SPVS/R/002 | Adjust
ELE/SPVS | Solar Photovoltaic System | ELE/SPVS/P/003 | Inverter (INV) | ELE/SPVS/C/003 | Inverter Fault | ELE/SPVS/R/003 | Reset
ELE/SPVS | Solar Photovoltaic System | ELE/SPVS/P/003 | Inverter (INV) | ELE/SPVS/C/003 | Inverter Fault | ELE/SPVS/R/004 | Top Up
ELE/SPVS | Solar Photovoltaic System | ELE/SPVS/P/003 | Inverter (INV) | ELE/SPVS/C/003 | Inverter Fault | ELE/SPVS/R/005 | Check and Secure
ELE/SPVS | Solar Photovoltaic System | ELE/SPVS/P/003 | Inverter (INV) | ELE/SPVS/C/003 | Inverter Fault | ELE/SPVS/R/006 | Restart
ELE/SPVS | Solar Photovoltaic System | ELE/SPVS/P/003 | Inverter (INV) | ELE/SPVS/C/003 | Inverter Fault | ELE/SPVS/R/007 | Others
ELE/SPVS | Solar Photovoltaic System | ELE/SPVS/P/004 | Transformer (TX) | ELE/SPVS/C/004 | Transformer Fault | ELE/SPVS/R/001 | Replace
ELE/SPVS | Solar Photovoltaic System | ELE/SPVS/P/004 | Transformer (TX) | ELE/SPVS/C/004 | Transformer Fault | ELE/SPVS/R/002 | Adjust
ELE/SPVS | Solar Photovoltaic System | ELE/SPVS/P/004 | Transformer (TX) | ELE/SPVS/C/004 | Transformer Fault | ELE/SPVS/R/003 | Reset
ELE/SPVS | Solar Photovoltaic System | ELE/SPVS/P/004 | Transformer (TX) | ELE/SPVS/C/004 | Transformer Fault | ELE/SPVS/R/004 | Top Up
ELE/SPVS | Solar Photovoltaic System | ELE/SPVS/P/004 | Transformer (TX) | ELE/SPVS/C/004 | Transformer Fault | ELE/SPVS/R/005 | Check and Secure
ELE/SPVS | Solar Photovoltaic System | ELE/SPVS/P/004 | Transformer (TX) | ELE/SPVS/C/004 | Transformer Fault | ELE/SPVS/R/006 | Restart
ELE/SPVS | Solar Photovoltaic System | ELE/SPVS/P/004 | Transformer (TX) | ELE/SPVS/C/004 | Transformer Fault | ELE/SPVS/R/007 | Others
ELE/SPVS | Solar Photovoltaic System | ELE/SPVS/P/005 | Distribution Board (DB) | ELE/SPVS/C/007 | Distribution Board Fault | ELE/SPVS/R/001 | Replace
ELE/SPVS | Solar Photovoltaic System | ELE/SPVS/P/005 | Distribution Board (DB) | ELE/SPVS/C/007 | Distribution Board Fault | ELE/SPVS/R/002 | Adjust
ELE/SPVS | Solar Photovoltaic System | ELE/SPVS/P/005 | Distribution Board (DB) | ELE/SPVS/C/007 | Distribution Board Fault | ELE/SPVS/R/003 | Reset
ELE/SPVS | Solar Photovoltaic System | ELE/SPVS/P/005 | Distribution Board (DB) | ELE/SPVS/C/007 | Distribution Board Fault | ELE/SPVS/R/004 | Top Up
ELE/SPVS | Solar Photovoltaic System | ELE/SPVS/P/005 | Distribution Board (DB) | ELE/SPVS/C/007 | Distribution Board Fault | ELE/SPVS/R/005 | Check and Secure
ELE/SPVS | Solar Photovoltaic System | ELE/SPVS/P/005 | Distribution Board (DB) | ELE/SPVS/C/007 | Distribution Board Fault | ELE/SPVS/R/006 | Restart
ELE/SPVS | Solar Photovoltaic System | ELE/SPVS/P/005 | Distribution Board (DB) | ELE/SPVS/C/007 | Distribution Board Fault | ELE/SPVS/R/007 | Others
ELE/SPVS | Solar Photovoltaic System | ELE/SPVS/P/006 | PV Monitoring System (PVMS) | ELE/SPVS/C/005 | PV Monitoring System Fault | ELE/SPVS/R/001 | Replace
ELE/SPVS | Solar Photovoltaic System | ELE/SPVS/P/006 | PV Monitoring System (PVMS) | ELE/SPVS/C/005 | PV Monitoring System Fault | ELE/SPVS/R/002 | Adjust
ELE/SPVS | Solar Photovoltaic System | ELE/SPVS/P/006 | PV Monitoring System (PVMS) | ELE/SPVS/C/005 | PV Monitoring System Fault | ELE/SPVS/R/003 | Reset
ELE/SPVS | Solar Photovoltaic System | ELE/SPVS/P/006 | PV Monitoring System (PVMS) | ELE/SPVS/C/005 | PV Monitoring System Fault | ELE/SPVS/R/004 | Top Up
ELE/SPVS | Solar Photovoltaic System | ELE/SPVS/P/006 | PV Monitoring System (PVMS) | ELE/SPVS/C/005 | PV Monitoring System Fault | ELE/SPVS/R/005 | Check and Secure
ELE/SPVS | Solar Photovoltaic System | ELE/SPVS/P/006 | PV Monitoring System (PVMS) | ELE/SPVS/C/005 | PV Monitoring System Fault | ELE/SPVS/R/006 | Restart
ELE/SPVS | Solar Photovoltaic System | ELE/SPVS/P/006 | PV Monitoring System (PVMS) | ELE/SPVS/C/005 | PV Monitoring System Fault | ELE/SPVS/R/007 | Others
ELE/SPVS | Solar Photovoltaic System | ELE/SPVS/P/007 | Network Switch (NSW) | ELE/SPVS/C/006 | Network Switch Fault | ELE/SPVS/R/001 | Replace
ELE/SPVS | Solar Photovoltaic System | ELE/SPVS/P/007 | Network Switch (NSW) | ELE/SPVS/C/006 | Network Switch Fault | ELE/SPVS/R/002 | Adjust
ELE/SPVS | Solar Photovoltaic System | ELE/SPVS/P/007 | Network Switch (NSW) | ELE/SPVS/C/006 | Network Switch Fault | ELE/SPVS/R/003 | Reset
ELE/SPVS | Solar Photovoltaic System | ELE/SPVS/P/007 | Network Switch (NSW) | ELE/SPVS/C/006 | Network Switch Fault | ELE/SPVS/R/004 | Top Up
ELE/SPVS | Solar Photovoltaic System | ELE/SPVS/P/007 | Network Switch (NSW) | ELE/SPVS/C/006 | Network Switch Fault | ELE/SPVS/R/005 | Check and Secure
ELE/SPVS | Solar Photovoltaic System | ELE/SPVS/P/007 | Network Switch (NSW) | ELE/SPVS/C/006 | Network Switch Fault | ELE/SPVS/R/006 | Restart
ELE/SPVS | Solar Photovoltaic System | ELE/SPVS/P/007 | Network Switch (NSW) | ELE/SPVS/C/006 | Network Switch Fault | ELE/SPVS/R/007 | Others
ELE/EPS | Emergency Power Supply | ELE/EPS/P/001 | Battery Bank (BATT) | ELE/EPS/C/001 | Battery Bank Fault | ELE/EPS/R/001 | Replace
ELE/EPS | Emergency Power Supply | ELE/EPS/P/001 | Battery Bank (BATT) | ELE/EPS/C/001 | Battery Bank Fault | ELE/EPS/R/002 | Adjust
ELE/EPS | Emergency Power Supply | ELE/EPS/P/001 | Battery Bank (BATT) | ELE/EPS/C/001 | Battery Bank Fault | ELE/EPS/R/003 | Reset
ELE/EPS | Emergency Power Supply | ELE/EPS/P/001 | Battery Bank (BATT) | ELE/EPS/C/001 | Battery Bank Fault | ELE/EPS/R/004 | Top Up
ELE/EPS | Emergency Power Supply | ELE/EPS/P/001 | Battery Bank (BATT) | ELE/EPS/C/001 | Battery Bank Fault | ELE/EPS/R/005 | Check and Secure
ELE/EPS | Emergency Power Supply | ELE/EPS/P/001 | Battery Bank (BATT) | ELE/EPS/C/001 | Battery Bank Fault | ELE/EPS/R/006 | Restart
ELE/EPS | Emergency Power Supply | ELE/EPS/P/001 | Battery Bank (BATT) | ELE/EPS/C/001 | Battery Bank Fault | ELE/EPS/R/007 | Others
ELE/EPS | Emergency Power Supply | ELE/EPS/P/002 | Battery Monitoring System (BMS) / Battery Monitoring Panel (CM) | ELE/EPS/C/002 | Battery Monitoring System Fault | ELE/EPS/R/001 | Replace
ELE/EPS | Emergency Power Supply | ELE/EPS/P/002 | Battery Monitoring System (BMS) / Battery Monitoring Panel (CM) | ELE/EPS/C/002 | Battery Monitoring System Fault | ELE/EPS/R/002 | Adjust
ELE/EPS | Emergency Power Supply | ELE/EPS/P/002 | Battery Monitoring System (BMS) / Battery Monitoring Panel (CM) | ELE/EPS/C/002 | Battery Monitoring System Fault | ELE/EPS/R/003 | Reset
ELE/EPS | Emergency Power Supply | ELE/EPS/P/002 | Battery Monitoring System (BMS) / Battery Monitoring Panel (CM) | ELE/EPS/C/002 | Battery Monitoring System Fault | ELE/EPS/R/004 | Top Up
ELE/EPS | Emergency Power Supply | ELE/EPS/P/002 | Battery Monitoring System (BMS) / Battery Monitoring Panel (CM) | ELE/EPS/C/002 | Battery Monitoring System Fault | ELE/EPS/R/005 | Check and Secure
ELE/EPS | Emergency Power Supply | ELE/EPS/P/002 | Battery Monitoring System (BMS) / Battery Monitoring Panel (CM) | ELE/EPS/C/002 | Battery Monitoring System Fault | ELE/EPS/R/006 | Restart
ELE/EPS | Emergency Power Supply | ELE/EPS/P/002 | Battery Monitoring System (BMS) / Battery Monitoring Panel (CM) | ELE/EPS/C/002 | Battery Monitoring System Fault | ELE/EPS/R/007 | Others
ELE/EPS | Emergency Power Supply | ELE/EPS/P/003 | EPS Panel (EPSP) | ELE/EPS/C/003 | EPS Panel Fault | ELE/EPS/R/001 | Replace
ELE/EPS | Emergency Power Supply | ELE/EPS/P/003 | EPS Panel (EPSP) | ELE/EPS/C/003 | EPS Panel Fault | ELE/EPS/R/002 | Adjust
ELE/EPS | Emergency Power Supply | ELE/EPS/P/003 | EPS Panel (EPSP) | ELE/EPS/C/003 | EPS Panel Fault | ELE/EPS/R/003 | Reset
ELE/EPS | Emergency Power Supply | ELE/EPS/P/003 | EPS Panel (EPSP) | ELE/EPS/C/003 | EPS Panel Fault | ELE/EPS/R/004 | Top Up
ELE/EPS | Emergency Power Supply | ELE/EPS/P/003 | EPS Panel (EPSP) | ELE/EPS/C/003 | EPS Panel Fault | ELE/EPS/R/005 | Check and Secure
ELE/EPS | Emergency Power Supply | ELE/EPS/P/003 | EPS Panel (EPSP) | ELE/EPS/C/003 | EPS Panel Fault | ELE/EPS/R/006 | Restart
ELE/EPS | Emergency Power Supply | ELE/EPS/P/003 | EPS Panel (EPSP) | ELE/EPS/C/003 | EPS Panel Fault | ELE/EPS/R/007 | Others
ELE/EPS | Emergency Power Supply | ELE/EPS/P/004 | EPS Sub-Board (EPSB) | ELE/EPS/C/004 | EPS Sub-Board Fault | ELE/EPS/R/001 | Replace
ELE/EPS | Emergency Power Supply | ELE/EPS/P/004 | EPS Sub-Board (EPSB) | ELE/EPS/C/004 | EPS Sub-Board Fault | ELE/EPS/R/002 | Adjust
ELE/EPS | Emergency Power Supply | ELE/EPS/P/004 | EPS Sub-Board (EPSB) | ELE/EPS/C/004 | EPS Sub-Board Fault | ELE/EPS/R/003 | Reset
ELE/EPS | Emergency Power Supply | ELE/EPS/P/004 | EPS Sub-Board (EPSB) | ELE/EPS/C/004 | EPS Sub-Board Fault | ELE/EPS/R/004 | Top Up
ELE/EPS | Emergency Power Supply | ELE/EPS/P/004 | EPS Sub-Board (EPSB) | ELE/EPS/C/004 | EPS Sub-Board Fault | ELE/EPS/R/005 | Check and Secure
ELE/EPS | Emergency Power Supply | ELE/EPS/P/004 | EPS Sub-Board (EPSB) | ELE/EPS/C/004 | EPS Sub-Board Fault | ELE/EPS/R/006 | Restart
ELE/EPS | Emergency Power Supply | ELE/EPS/P/004 | EPS Sub-Board (EPSB) | ELE/EPS/C/004 | EPS Sub-Board Fault | ELE/EPS/R/007 | Others
ELE/EPS | Emergency Power Supply | ELE/EPS/P/005 | EPS Distribution Board (EPDB) | ELE/EPS/C/005 | EPS Distribution Board Fault | ELE/EPS/R/001 | Replace
ELE/EPS | Emergency Power Supply | ELE/EPS/P/005 | EPS Distribution Board (EPDB) | ELE/EPS/C/005 | EPS Distribution Board Fault | ELE/EPS/R/002 | Adjust
ELE/EPS | Emergency Power Supply | ELE/EPS/P/005 | EPS Distribution Board (EPDB) | ELE/EPS/C/005 | EPS Distribution Board Fault | ELE/EPS/R/003 | Reset
ELE/EPS | Emergency Power Supply | ELE/EPS/P/005 | EPS Distribution Board (EPDB) | ELE/EPS/C/005 | EPS Distribution Board Fault | ELE/EPS/R/004 | Top Up
ELE/EPS | Emergency Power Supply | ELE/EPS/P/005 | EPS Distribution Board (EPDB) | ELE/EPS/C/005 | EPS Distribution Board Fault | ELE/EPS/R/005 | Check and Secure
ELE/EPS | Emergency Power Supply | ELE/EPS/P/005 | EPS Distribution Board (EPDB) | ELE/EPS/C/005 | EPS Distribution Board Fault | ELE/EPS/R/006 | Restart
ELE/EPS | Emergency Power Supply | ELE/EPS/P/005 | EPS Distribution Board (EPDB) | ELE/EPS/C/005 | EPS Distribution Board Fault | ELE/EPS/R/007 | Others
ELE/EPS | Emergency Power Supply | ELE/EPS/P/006 | Isolation Transformer (ISOTX) | ELE/EPS/C/006 | Isolation Transformer Fault | ELE/EPS/R/001 | Replace
ELE/EPS | Emergency Power Supply | ELE/EPS/P/006 | Isolation Transformer (ISOTX) | ELE/EPS/C/006 | Isolation Transformer Fault | ELE/EPS/R/002 | Adjust
ELE/EPS | Emergency Power Supply | ELE/EPS/P/006 | Isolation Transformer (ISOTX) | ELE/EPS/C/006 | Isolation Transformer Fault | ELE/EPS/R/003 | Reset
ELE/EPS | Emergency Power Supply | ELE/EPS/P/006 | Isolation Transformer (ISOTX) | ELE/EPS/C/006 | Isolation Transformer Fault | ELE/EPS/R/004 | Top Up
ELE/EPS | Emergency Power Supply | ELE/EPS/P/006 | Isolation Transformer (ISOTX) | ELE/EPS/C/006 | Isolation Transformer Fault | ELE/EPS/R/005 | Check and Secure
ELE/EPS | Emergency Power Supply | ELE/EPS/P/006 | Isolation Transformer (ISOTX) | ELE/EPS/C/006 | Isolation Transformer Fault | ELE/EPS/R/006 | Restart
ELE/EPS | Emergency Power Supply | ELE/EPS/P/006 | Isolation Transformer (ISOTX) | ELE/EPS/C/006 | Isolation Transformer Fault | ELE/EPS/R/007 | Others
ELE/LPS | Lightning Protection System | ELE/LPS/P/001 | Test Link Box (TLB) | ELE/LPS/C/001 | Test Link Box Fault | ELE/LPS/R/001 | Replace
ELE/LPS | Lightning Protection System | ELE/LPS/P/001 | Test Link Box (TLB) | ELE/LPS/C/001 | Test Link Box Fault | ELE/LPS/R/002 | Adjust
ELE/LPS | Lightning Protection System | ELE/LPS/P/001 | Test Link Box (TLB) | ELE/LPS/C/001 | Test Link Box Fault | ELE/LPS/R/003 | Reset
ELE/LPS | Lightning Protection System | ELE/LPS/P/001 | Test Link Box (TLB) | ELE/LPS/C/001 | Test Link Box Fault | ELE/LPS/R/004 | Top Up
ELE/LPS | Lightning Protection System | ELE/LPS/P/001 | Test Link Box (TLB) | ELE/LPS/C/001 | Test Link Box Fault | ELE/LPS/R/005 | Check and Secure
ELE/LPS | Lightning Protection System | ELE/LPS/P/001 | Test Link Box (TLB) | ELE/LPS/C/001 | Test Link Box Fault | ELE/LPS/R/006 | Restart
ELE/LPS | Lightning Protection System | ELE/LPS/P/001 | Test Link Box (TLB) | ELE/LPS/C/001 | Test Link Box Fault | ELE/LPS/R/007 | Others
ELE/LPS | Lightning Protection System | ELE/LPS/P/002 | Lightning Pit (LP) | ELE/LPS/C/002 | Lightning Pit Fault | ELE/LPS/R/001 | Replace
ELE/LPS | Lightning Protection System | ELE/LPS/P/002 | Lightning Pit (LP) | ELE/LPS/C/002 | Lightning Pit Fault | ELE/LPS/R/002 | Adjust
ELE/LPS | Lightning Protection System | ELE/LPS/P/002 | Lightning Pit (LP) | ELE/LPS/C/002 | Lightning Pit Fault | ELE/LPS/R/003 | Reset
ELE/LPS | Lightning Protection System | ELE/LPS/P/002 | Lightning Pit (LP) | ELE/LPS/C/002 | Lightning Pit Fault | ELE/LPS/R/004 | Top Up
ELE/LPS | Lightning Protection System | ELE/LPS/P/002 | Lightning Pit (LP) | ELE/LPS/C/002 | Lightning Pit Fault | ELE/LPS/R/005 | Check and Secure
ELE/LPS | Lightning Protection System | ELE/LPS/P/002 | Lightning Pit (LP) | ELE/LPS/C/002 | Lightning Pit Fault | ELE/LPS/R/006 | Restart
ELE/LPS | Lightning Protection System | ELE/LPS/P/002 | Lightning Pit (LP) | ELE/LPS/C/002 | Lightning Pit Fault | ELE/LPS/R/007 | Others
ELE/ERTH | Earthing | ELE/ERTH/P/001 | Earth Bar (EBR) | ELE/ERTH/C/001 | Earth Bar Fault | ELE/ERTH/R/001 | Replace
ELE/ERTH | Earthing | ELE/ERTH/P/001 | Earth Bar (EBR) | ELE/ERTH/C/001 | Earth Bar Fault | ELE/ERTH/R/002 | Adjust
ELE/ERTH | Earthing | ELE/ERTH/P/001 | Earth Bar (EBR) | ELE/ERTH/C/001 | Earth Bar Fault | ELE/ERTH/R/003 | Reset
ELE/ERTH | Earthing | ELE/ERTH/P/001 | Earth Bar (EBR) | ELE/ERTH/C/001 | Earth Bar Fault | ELE/ERTH/R/004 | Top Up
ELE/ERTH | Earthing | ELE/ERTH/P/001 | Earth Bar (EBR) | ELE/ERTH/C/001 | Earth Bar Fault | ELE/ERTH/R/005 | Check and Secure
ELE/ERTH | Earthing | ELE/ERTH/P/001 | Earth Bar (EBR) | ELE/ERTH/C/001 | Earth Bar Fault | ELE/ERTH/R/006 | Restart
ELE/ERTH | Earthing | ELE/ERTH/P/001 | Earth Bar (EBR) | ELE/ERTH/C/001 | Earth Bar Fault | ELE/ERTH/R/007 | Others
ELE/ERTH | Earthing | ELE/ERTH/P/002 | Earth Termination Box (ETB) | ELE/ERTH/C/002 | Earth Termination Box Fault | ELE/ERTH/R/001 | Replace
ELE/ERTH | Earthing | ELE/ERTH/P/002 | Earth Termination Box (ETB) | ELE/ERTH/C/002 | Earth Termination Box Fault | ELE/ERTH/R/002 | Adjust
ELE/ERTH | Earthing | ELE/ERTH/P/002 | Earth Termination Box (ETB) | ELE/ERTH/C/002 | Earth Termination Box Fault | ELE/ERTH/R/003 | Reset
ELE/ERTH | Earthing | ELE/ERTH/P/002 | Earth Termination Box (ETB) | ELE/ERTH/C/002 | Earth Termination Box Fault | ELE/ERTH/R/004 | Top Up
ELE/ERTH | Earthing | ELE/ERTH/P/002 | Earth Termination Box (ETB) | ELE/ERTH/C/002 | Earth Termination Box Fault | ELE/ERTH/R/005 | Check and Secure
ELE/ERTH | Earthing | ELE/ERTH/P/002 | Earth Termination Box (ETB) | ELE/ERTH/C/002 | Earth Termination Box Fault | ELE/ERTH/R/006 | Restart
ELE/ERTH | Earthing | ELE/ERTH/P/002 | Earth Termination Box (ETB) | ELE/ERTH/C/002 | Earth Termination Box Fault | ELE/ERTH/R/007 | Others
ELE/ERTH | Earthing | ELE/ERTH/P/003 | Earth Pit (EP) | ELE/ERTH/C/003 | Earth Pit Fault | ELE/ERTH/R/001 | Replace
ELE/ERTH | Earthing | ELE/ERTH/P/003 | Earth Pit (EP) | ELE/ERTH/C/003 | Earth Pit Fault | ELE/ERTH/R/002 | Adjust
ELE/ERTH | Earthing | ELE/ERTH/P/003 | Earth Pit (EP) | ELE/ERTH/C/003 | Earth Pit Fault | ELE/ERTH/R/003 | Reset
ELE/ERTH | Earthing | ELE/ERTH/P/003 | Earth Pit (EP) | ELE/ERTH/C/003 | Earth Pit Fault | ELE/ERTH/R/004 | Top Up
ELE/ERTH | Earthing | ELE/ERTH/P/003 | Earth Pit (EP) | ELE/ERTH/C/003 | Earth Pit Fault | ELE/ERTH/R/005 | Check and Secure
ELE/ERTH | Earthing | ELE/ERTH/P/003 | Earth Pit (EP) | ELE/ERTH/C/003 | Earth Pit Fault | ELE/ERTH/R/006 | Restart
ELE/ERTH | Earthing | ELE/ERTH/P/003 | Earth Pit (EP) | ELE/ERTH/C/003 | Earth Pit Fault | ELE/ERTH/R/007 | Others
ELE/TEL | Telephone Distribution System | ELE/TEL/P/001 | Intermediate Distribution Frame (IDF) | ELE/TEL/C/001 | Intermediate Distribution Frame Fault | ELE/TEL/R/001 | Replace
ELE/TEL | Telephone Distribution System | ELE/TEL/P/001 | Intermediate Distribution Frame (IDF) | ELE/TEL/C/001 | Intermediate Distribution Frame Fault | ELE/TEL/R/002 | Adjust
ELE/TEL | Telephone Distribution System | ELE/TEL/P/001 | Intermediate Distribution Frame (IDF) | ELE/TEL/C/001 | Intermediate Distribution Frame Fault | ELE/TEL/R/003 | Reset
ELE/TEL | Telephone Distribution System | ELE/TEL/P/001 | Intermediate Distribution Frame (IDF) | ELE/TEL/C/001 | Intermediate Distribution Frame Fault | ELE/TEL/R/004 | Top Up
ELE/TEL | Telephone Distribution System | ELE/TEL/P/001 | Intermediate Distribution Frame (IDF) | ELE/TEL/C/001 | Intermediate Distribution Frame Fault | ELE/TEL/R/005 | Check and Secure
ELE/TEL | Telephone Distribution System | ELE/TEL/P/001 | Intermediate Distribution Frame (IDF) | ELE/TEL/C/001 | Intermediate Distribution Frame Fault | ELE/TEL/R/006 | Restart
ELE/TEL | Telephone Distribution System | ELE/TEL/P/001 | Intermediate Distribution Frame (IDF) | ELE/TEL/C/001 | Intermediate Distribution Frame Fault | ELE/TEL/R/007 | Others
ELE/TEL | Telephone Distribution System | ELE/TEL/P/002 | Distribution Panel (DP) | ELE/TEL/C/002 | Distribution Panel Fault | ELE/TEL/R/001 | Replace
ELE/TEL | Telephone Distribution System | ELE/TEL/P/002 | Distribution Panel (DP) | ELE/TEL/C/002 | Distribution Panel Fault | ELE/TEL/R/002 | Adjust
ELE/TEL | Telephone Distribution System | ELE/TEL/P/002 | Distribution Panel (DP) | ELE/TEL/C/002 | Distribution Panel Fault | ELE/TEL/R/003 | Reset
ELE/TEL | Telephone Distribution System | ELE/TEL/P/002 | Distribution Panel (DP) | ELE/TEL/C/002 | Distribution Panel Fault | ELE/TEL/R/004 | Top Up
ELE/TEL | Telephone Distribution System | ELE/TEL/P/002 | Distribution Panel (DP) | ELE/TEL/C/002 | Distribution Panel Fault | ELE/TEL/R/005 | Check and Secure
ELE/TEL | Telephone Distribution System | ELE/TEL/P/002 | Distribution Panel (DP) | ELE/TEL/C/002 | Distribution Panel Fault | ELE/TEL/R/006 | Restart
ELE/TEL | Telephone Distribution System | ELE/TEL/P/002 | Distribution Panel (DP) | ELE/TEL/C/002 | Distribution Panel Fault | ELE/TEL/R/007 | Others
ELE/ECBS | Emergency Call Bell System | ELE/ECBS/P/001 | Emergency Call Panel (ECP) | ELE/ECBS/C/001 | Emergency Call Panel Fault | ELE/ECBS/R/001 | Replace
ELE/ECBS | Emergency Call Bell System | ELE/ECBS/P/001 | Emergency Call Panel (ECP) | ELE/ECBS/C/001 | Emergency Call Panel Fault | ELE/ECBS/R/002 | Adjust
ELE/ECBS | Emergency Call Bell System | ELE/ECBS/P/001 | Emergency Call Panel (ECP) | ELE/ECBS/C/001 | Emergency Call Panel Fault | ELE/ECBS/R/003 | Reset
ELE/ECBS | Emergency Call Bell System | ELE/ECBS/P/001 | Emergency Call Panel (ECP) | ELE/ECBS/C/001 | Emergency Call Panel Fault | ELE/ECBS/R/004 | Top Up
ELE/ECBS | Emergency Call Bell System | ELE/ECBS/P/001 | Emergency Call Panel (ECP) | ELE/ECBS/C/001 | Emergency Call Panel Fault | ELE/ECBS/R/005 | Check and Secure
ELE/ECBS | Emergency Call Bell System | ELE/ECBS/P/001 | Emergency Call Panel (ECP) | ELE/ECBS/C/001 | Emergency Call Panel Fault | ELE/ECBS/R/006 | Restart
ELE/ECBS | Emergency Call Bell System | ELE/ECBS/P/001 | Emergency Call Panel (ECP) | ELE/ECBS/C/001 | Emergency Call Panel Fault | ELE/ECBS/R/007 | Others